## About
PTCF Peak Time Capacity Factors | New Mexico |  |  | Alabama | AL
|  |  |  | Alaska | AK
Source: | California Market | Texas Market | Southwest Market | Arizona | AZ
| California Independent System Operator | Electric Reliability Council of Texas | Southwest Power Pool | Arkansas | AR
| 2020 | 2016 | 2019 | California | CA
| Final 2020 Net Qualifying Capacity for Resource Adequacy Resources | CDR Peak Values for Solar PV and Wind by Season | Solar and Wind ELCC Accreditation | Colorado | CO
| http://www.caiso.com/Documents/NetQualifyingCapacityList-2020.xls | http://www.ercot.com/gridinfo/resource | https://www.spp.org/documents/61025/elcc%20solar%20and%20wind%20accreditation.pdf | Connecticut | CT
| 2020 Technology Factors |  |  | Delaware | DE
|  |  |  | Florida | FL
| Midwest Market | Mid Atlantic Market | California Market Energy | Georgia | GA
| Midcontinent Independent System Operator | PJM | CAISO | Hawaii | HI
| 2019 | 2017 | 2020 | Idaho | ID
| Planning Year 2020-2021 Wind & Solar Capacity Credit | Class Average Capacity Factors | 2019 Annual Report on Market Issues & Performance | Illinois | IL
| https://cdn.misoenergy.org/2020%20Wind%20&%20Solar%20Capacity%20Credit%20Report408144.pdf | https://www.pjm.com/-/media/planning/res-adeq/class-average-wind-capacity-factors.ashx?la=en | http://www.caiso.com/Documents/2019AnnualReportonMarketIssuesandPerformance.pdf | Indiana | IN
| p.16 | p.5-6 | Table 1.1 | Iowa | IA
|  |  |  | Kansas | KS
| New England Market - Solar | Offshore Wind, Onshore Wind for PJM, ISO-NE, and NYISO | New York Market Energy | Kentucky | KY
| ISO New England | LBNL | NYISO | Louisiana | LA
| 2015 | 2018 | 2020 | Maine | ME
| Intermittent Resource Review | Estimating the Value of Offshore Wind Along the United States’ Eastern Coast | 2020 Load and Capacity Data | Maryland | MD
| http://www.iso-ne.com/static-assets/documents/2015/12/vrwg_intermittent_resource_qual_tool_status_update_12072015.pdf | https://www.nps.edu/documents/114698888/117879842/Offshore_WInd_Value_Navy_Postgraduate_School_Final.pdf/f4368eea-e0e0-4fba-a925-00f5d365b887?t=1542325871000 | https://www.nyiso.com/documents/20142/2226333/2020-Gold-Book-Final-Public.pdf/9ff426ab-e325-28bc-97cf-106d792593a1 | Massachusetts | MA
| pp. 4 & 7 | p.27 | Table I-1a | Michigan | MI
|  |  |  | Minnesota | MN
|  |  | New England Market Energy | Mississippi | MS
|  |  | ISO-NE | Missouri | MO
| State Specific VA | Hydro (VA) | 2020 | Montana | MT
| Systems Advisory Model NREL Modeling tool | PJM | 2020 CELT Report | Nebraska | NE
| Solar, Wind modules | https://www.pjm.com/-/media/committees-groups/committees/mc/20190425-somr/20190425-2018-imm-state-of-the-market-report-presentation.ashx | https://www.iso-ne.com/system-planning/system-plans-studies/celt | Nevada | NV
| https://sam.nrel.gov/ | Slide 14, Capacity factor 2018 | Table 1.5.2 Energy | New Hampshire | NH
| Locations: Offshore Eastern VA (NREL AWS Representative File) |  |  | New Jersey | NJ
| Onshore: 37.5775° N, 79.7848° W Botetourt County |  |  | New Mexico | NM
| Solar: 37.51, -78.66 |  |  | New York | NY
|  |  |  | North Carolina | NC
| State Specific MN |  |  | North Dakota | ND
| Systems Advisory Model NREL Modeling tool |  |  | Ohio | OH
| Solar, Wind modules |  |  | Oklahoma | OK
| https://sam.nrel.gov/ |  |  | Oregon | OR
| Solar: SAM Downloaded Weather Files\mn_46.349153_-94.198308_psm3_60_tmy.csv |  |  | Pennsylvania | PA
| Wind: SAM Downloaded Weather Files/lat46.35_lon-94.20__2013_100m.srw |  |  | Rhode Island | RI
|  |  |  | South Carolina | SC
|  |  |  | South Dakota | SD
|  |  |  | Tennessee | TN
Notes |  |  |  | Texas | TX
Peak time capacity factors are meant to represent the average availability of resources to meeting peak |  |  |  | Utah | UT
during the peak hours of the year. For non-intermittent resources, we use the net summer capacity. |  |  |  | Vermont | VT
|  |  |  | Virginia | VA
EIA defines net summer capacity as, "the maximum output, commonly expressed in megawatts (MW), |  |  |  | Washington | WA
that generating equipment can supply to system load, as demonstrated by a multi-hour test, |  |  |  | West Virginia | WV
at the time of summer peak demand (period of June 1 through September 30.) |  |  |  | Wisconsin | WI
This output reflects a reduction in capacity due to electricity use for station service or auxilliaries." |  |  |  | Wyoming | WY
The US EPS works in units of net summer capacity. Therefore, peak time capacity factors for sources other than
wind and solar are assumed to be equal to 1.
For intermittent resources (i.e. wind and solar PV) we use values from each of the 7 U.S. regional markets.
As part of the resource planning process, operators of these markets are required to assess available resources during
peak hours of the year. The most accurate values are those based on historical performance, and are the ones used in
our analysis (i.e. SPP is excluded).
We also assume that as a whole, the U.S. is a summer peaking system, and we therefore use the summer capacity
values published by these grid operators. See NERC's Reliability Assessment for more information on these grid operators,
available at: http://www.nerc.com/pa/RAPA/ra/Reliability%20Assessments%20DL/2015LTRA%20-%20Final%20Report.pdf
Summer months include the three months with the highest solar irradiation (June, July, and August). Winter months include the three
months with the lowest solar irradiation (November, December, and January)

## CAISO - CF
2020 ELCC Values and Technology Factors
Non-Dispatchable Solar, Wind, Biomass, Cogeneration, Geothermal, and
Hydro Technology Factors for Compliance Year 2020
Solar PV and Solar Thermal
| Month | CY 2020 Solar ELCC
| 1 | 4%
| 2 | 3%
| 3 | 18%
| 4 | 15%
| 5 | 16%
| 6 | 31%
| 7 | 39%
| 8 | 27%
| 9 | 14%
| 10 | 2%
| 11 | 2%
| 12 | 0%
Wind
| Month | CY 2020 Wind ELCC
| 1 | 14%
| 2 | 12%
| 3 | 28%
| 4 | 25%
| 5 | 25%
| 6 | 33%
| 7 | 23%
| 8 | 21%
| 9 | 15%
| 10 | 8%
| 11 | 12%
| 12 | 13%
Biomass
| Month | 2016 | 2017 | 2018 | CY 2020 Biomass Factor
| 1 | 87% | 73% | 85% | 82%
| 2 | 91% | 85% | 84% | 86%
| 3 | 84% | 82% | 86% | 84%
| 4 | 76% | 74% | 79% | 76%
| 5 | 84% | 83% | 83% | 83%
| 6 | 92% | 88% | 86% | 89%
| 7 | 91% | 83% | 87% | 87%
| 8 | 91% | 90% | 89% | 90%
| 9 | 92% | 87% | 90% | 90%
| 10 | 80% | 78% | 84% | 81%
| 11 | 86% | 83% | 85% | 85%
| 12 | 88% | 85% | 86% | 86%
Cogeneration
| Month | 2016 | 2017 | 2018 | CY 2020 Cogeneration Factor
| 1 | 87% | 75% | 80% | 81%
| 2 | 84% | 82% | 71% | 79%
| 3 | 70% | 74% | 75% | 73%
| 4 | 67% | 63% | 68% | 66%
| 5 | 83% | 76% | 79% | 79%
| 6 | 85% | 86% | 84% | 85%
| 7 | 86% | 84% | 79% | 83%
| 8 | 81% | 82% | 85% | 83%
| 9 | 78% | 83% | 80% | 80%
| 10 | 73% | 69% | 74% | 72%
| 11 | 80% | 81% | 72% | 78%
| 12 | 81% | 84% | 82% | 82%
Geothermal
| Month | 2016 | 2017 | 2018 | CY 2020 Geothermal Factor
| 1 | 95% | 97% | 94% | 95%
| 2 | 89% | 93% | 94% | 92%
| 3 | 88% | 85% | 90% | 88%
| 4 | 79% | 87% | 63% | 76%
| 5 | 69% | 80% | 71% | 74%
| 6 | 67% | 70% | 74% | 70%
| 7 | 77% | 84% | 91% | 84%
| 8 | 76% | 75% | 95% | 82%
| 9 | 78% | 78% | 93% | 83%
| 10 | 86% | 82% | 91% | 86%
| 11 | 90% | 93% | 95% | 93%
| 12 | 94% | 94% | 98% | 95%
Hydro
| Month | 2016 | 2017 | 2018 | CY 2020 Hydro Factor
| 1 | 59% | 58% | 61% | 60%
| 2 | 76% | 68% | 65% | 70%
| 3 | 70% | 83% | 67% | 73%
| 4 | 68% | 77% | 73% | 72%
| 5 | 70% | 64% | 72% | 69%
| 6 | 72% | 77% | 72% | 74%
| 7 | 66% | 80% | 74% | 73%
| 8 | 74% | 72% | 70% | 72%
| 9 | 65% | 72% | 77% | 71%
| 10 | 57% | 64% | 69% | 64%
| 11 | 53% | 60% | 55% | 56%
| 12 | 60% | 73% | 58% | 64%
Please refer any questions regarding these tables to:
Simone Brant, CPUC, 415-703-5239, simone.brant@cpuc.ca.gov

## ERCOT - CF
PEAK AVERAGE WIND CAPACITY PERCENTAGES, WINTER PEAK SEASONS
WINDPEAKPCT Values (Weighted Averages based on Installed Wind Capacity)*
Winter Peak Ave. Wind Capacity Percentages and Total Unit Capacities | [6 empty] | Winter, Panhandle | Winter, Coastal | Winter, Other
Top Twenty Peak Hours for Each year
CDR Wind Region | Panhandle |  | Coastal |  | Other
Year | Capacity Contribution Percentage | Capacity (MW) | Capacity Contribution Percentage | Capacity (MW) | Capacity Contribution Percentage | Capacity (MW) | * The methodology for calculating WINDPEAKPCT values is outlined in ERCOT Protocol Section 3.2.6.2.2. See: http://www.ercot.com/content/wcm/current_guides/53528/03-030120_Nodal.docx
2019-2020 | 38.12% | 4197.6 | 33.96% | 2974.4 | 27.53% | 15598.8
2018-2019 | 39.81% | 4197 | 39.12% | 2610.6 | 20.96% | 14730.2
2017-2018 | 33.29% | 4197 | 51.88% | 2382.6 | 14.26% | 11996.3
2016-2017 | 19.94% | 3609 | 79.34% | 2038.4 | 14.29% | 10821.7
2015-2016 | 28.45% | 2670.5 | 27.02% | 1875.4 | 28.44% | 10494.9
2014-2015 | 22.71% | 207 | 42.28% | 1671.4 | 10.7% | 8858.8
2013-2014 | 36.17% | 207 | 43.66% | 1269.7 | 17.27% | 8789.4
2012-2013 | 23.05% | 207 | 32.47% | 1066.4 | 16.69% | 7999.2
2011-2012 | 38.47% | 207 | 15.74% | 965.6 | 20.28% | 7670.7
2010-2011 | 34.47% | 206.957 | 48.41% | 965.55 | 14.3% | 8023.935
PEAK AVERAGE SOLAR CAPACITY PERCENTAGES, WINTER PEAK SEASONS
SOLARPEAKPCT Value (Weighted Average based on Installed Solar Capacity) *
Winter Peak Ave. Solar Capacity Percentages and Total Unit Capacities |  |  |  | Winter
Top Twenty Peak Hours for Each year
Year | Capacity Contribution Percentage | Capacity (MW)
2019/2020 | 3.868% | 2020.2
2018/2019 | 9.185% | 1404
2017/2018 | 9.861% | 928.7 |  | * The methodology for calculating SOLARPEAKPCT values is outlined in ERCOT Protocol Section 3.2.6.2.2. See: http://www.ercot.com/content/wcm/current_guides/53528/03-030120_Nodal.docx
PEAK AVERAGE SOLAR CAPACITY PERCENTAGES, SUMMER PEAK SEASONS
Summer Peak Ave. Solar Capacity Percentages
Top Twenty Peak Hours for Each year |  |  |  | SOLARPEAKPCT Values *
Year | Average Solar Cap Percentage | MW Solar Capacity
2019 | 73.99% | 1636
2018 | 79.6% | 1254
2017 | 75.9% | 715.8
PEAK AVERAGE WIND CAPACITY PERCENTAGES, SUMMER PEAK SEASONS
WINDPEAKPCT Values *
Summer Peak Ave. Wind Capacity Percentages and Total Unit Capacities | [6 empty] | Summer, Panhandle | Summer, Coastal | Summer, Other
Top Twenty Peak Hours for Each year
CDR Wind Region | Panhandle |  | Coastal |  | Other
Year | Capacity Contribution Percentage | Capacity (MW) | Capacity Contribution Percentage | Capacity (MW) | Capacity Contribution Percentage | Capacity (MW) | * The methodology for calculating WINDPEAKPCT values is outlined in ERCOT Protocol Section 3.2.6.2.2. See: http://www.ercot.com/content/wcm/current_guides/53528/03-101819_Nodal.docx
2019 | 34.12% | 4197 | 75.05% | 2811.6 | 22.15% | 14949.9
2018 | 25.6% | 4197 | 52.91% | 2610.6 | 17.11% | 14289.9
2017 | 24.88% | 3171.2 | 62.93% | 2038.4 | 20.18% | 12241.2
2016 | 49.43% | 2126.7 | 73.56% | 1873.4 | 18.24% | 10447.5
2015 | 18.26% | 1476.9 | 52.03% | 1873.4 | 10.05% | 9563
2014 | 21.14% | 207 | 60.04% | 1671.4 | 20.11% | 8955.2
2013 | 10.93% | 207 | 76.61% | 1269.7 | 12.63% | 8955.2
2012 | 10.13% | 207 | 52.84% | 1066.4 | 7.832% | 8075
2011 | 12.45% | 207 | 65.96% | 965.6 | 12.78% | 7746.5
2010 | 7.06% | 207 | 24.69% | 160.8 | 6.233% | 6663.3

## WECC
Released: November 2017
Next Update: November 2018
Table 3B.1. WECC monthly peak hour demand, by North American Electric Reliability Corporation Assesment Area,
1996-2016 actual, 2017-2018 projected
megawatts
WECC | Year | January | February | March | April | May | June | July | August | September | October | November | December
Actual | 1996 | 95306 | 94878 | 86486 | 89912 | 91930 | 99203 | 108739 | 107790 | 98006 | 95427 | 87466 | 94331
| 1997 | 95886 | 89483 | 89505 | 88124 | 99796 | 98340 | 104361 | 110001 | 105659 | 95236 | 89470 | 93132
| 1998 | 95102 | 90267 | 89009 | 88242 | 84051 | 97617 | 111830 | 115921 | 112705 | 92543 | 88524 | 101822
| 1999 | 91641 | 91773 | 87599 | 87821 | 91165 | 105404 | 113629 | 109873 | 102526 | 96329 | 90741 | 96875
| 2000 | 95673 | 91627 | 91044 | 94250 | 104053 | 111600 | 114472 | 114602 | 107797 | 97398 | 95483 | 97324
| 2001 | 96766 | 93801 | 87641 | 90023 | 100484 | 105427 | 108629 | 109119 | 101320 | 97762 | 91851 | 95286
| 2002 | 96555 | 93195 | 90041 | 88714 | 104110 | 111108 | 119074 | 114763 | 111475 | 99967 | 92834 | 95951
| 2003 | 92602 | 93831 | 91002 | 89713 | 110358 | 112627 | 122537 | 119473 | 113594 | 103327 | 94291 | 99793
| 2004 | 102049 | 95546 | 95191 | 101654 | 105503 | 111143 | 123136 | 122922 | 116784 | 96429 | 100001 | 101541
| 2005 | 102464 | 96789 | 90859 | 90623 | 106680 | 115821 | 130760 | 125253 | 113824 | 101470 | 100361 | 107493
| 2006 | 99571 | 101154 | 97101 | 93098 | 110713 | 129742 | 142096 | 127749 | 122420 | 103797 | 107335 | 108617
| 2007 | 107097 | 101215 | 98234 | 98980 | 107541 | 126064 | 137488 | 139389 | 128226 | 99594 | 100700 | 109607
| 2008 | 110395 | 104200 | 97743 | 106357 | 120959 | 134781 | 134052 | 134829 | 122386 | 115877 | 100056 | 113605
| 2009 | 100194.513 | 97674.2085 | 91682.1545 | 99806.4834 | 107913.4994 | 116680.3123 | 128245.1008 | 122834.9867 | 122255.8548 | 91636.1673 | 94362.2612 | 109564.885
| 2010 | 97438.8183 | 94017.7235 | 92308.4222 | 84578.0146 | 89817.8022 | 115881.5406 | 129312.2521 | 129352.3546 | 119103.5229 | 104602.7579 | 102044.0703 | 101667.6682
| 2011 | 105582.1 | 101595.7 | 97085 | 99124 | 112650 | 125732 | 136801 | 137454 | 123796 | 106417 | 102338 | 109297
| 2012 | 99231.7173 | 95158.9105 | 92024.9595 | 91159.6869 | 106556.2327 | 112466.7804 | 126111.8748 | 130465.01 | 116544.415 | 110180.8966 | 94676.3232 | 101705.7701
| 2013 | 107887.4624 | 96637.4055 | 92153.8534 | 96035.7709 | 109893.4053 | 132218.1289 | 132874.9506 | 124539.9772 | 122621.6609 | 92610.4557 | 96165.35 | 110764.9549
| 2014 | 98544.5 | 102651 | 90891.2 | 92171.5 | 109608.4 | 121659 | 127091.5 | 123491.9 | 120703.1 | 102898.3 | 97935.6 | 104204.5
| 2015 | 98255 | 91813 | 91099 | 96226 | 97113 | 131072 | 127132 | 128684 | 123540 | 108935 | 101143 | 101457
| 2016 | 100315 | 99421 | 91447 | 92268 | 103561 | 133247 | 139431 | 131343 | 115093 | 96692 | 96181 | 10400
Projected | 2017E | 104737 | 102180 | 98101 | 93343 | 108475 | 125996 | 131791 | 133410 | 125256 | 104962 | 102551 | 110022
| 2018E | 105492 | 102228 | 97638 | 94039 | 109456 | 128140 | 132648 | 132558 | 127899 | 106243 | 102527 | 110955

## TRE
Released: November 2017
Next Update: November 2018
Table 3B.1. TRE monthly peak hour demand, by North American Electric Reliability Corporation Assesment Area,
1996-2016 actual, 2017-2018 projected
megawatts
TRE | Year | January | February | March | April | May | June | July | August | September | October | November | December
Actual | 1996 | 36818 | 37705 | 34540 | 35326 | 43742 | 46524 | 47240 | 46807 | 41733 | 34958 | 34597 | 39214
| 1997 | 41280 | 33120 | 31783 | 34216 | 40857 | 45687 | 49705 | 50468 | 49005 | 43533 | 33624 | 36458
| 1998 | 35906 | 33703 | 36836 | 35731 | 48676 | 52259 | 53440 | 54666 | 51981 | 46869 | 32616 | 40566
| 1999 | 39537 | 34343 | 33383 | 41080 | 43529 | 49628 | 52925 | 55529 | 50447 | 43706 | 33615 | 36685
| 2000 | 39075 | 34779 | 38040 | 40399 | 50347 | 49577 | 55767 | 57606 | 57099 | 47781 | 35563 | 44641
| 2001 | 42995 | 35091 | 34090 | 37017 | 44606 | 50918 | 54846 | 55201 | 50073 | 40796 | 41608 | 36557
| 2002 | 43901 | 43837 | 43964 | 49064 | 49018 | 51882 | 54891 | 56248 | 51556 | 49105 | 35901 | 40650
| 2003 | 45433 | 43498 | 37554 | 40579 | 52909 | 53637 | 56251 | 59996 | 49502 | 42651 | 38608 | 40782
| 2004 | 42698 | 42301 | 34321 | 39131 | 48702 | 54061 | 56489 | 58531 | 55179 | 47714 | 37599 | 44010
| 2005 | 40966 | 41095 | 36115 | 41219 | 51947 | 58140 | 57319 | 60210 | 59524 | 52107 | 42470 | 47948
| 2006 | 38604 | 43210 | 38257 | 51800 | 54175 | 57887 | 61660 | 62339 | 56603 | 50890 | 45143 | 46896
| 2007 | 50404 | 50408 | 38827 | 41710 | 49222 | 56427 | 56754 | 62188 | 55091 | 54102 | 39993 | 44443
| 2008 | 46099 | 45321.1677 | 42412.0862 | 45872.2092 | 56343.9001 | 59642.1214 | 61119.6066 | 62174.3766 | 56342.6037 | 46574.7272 | 38746.4511 | 47805.6548
| 2009 | 46165.7808 | 42228 | 40289.2384 | 43488 | 51321 | 62392.6816 | 63517.9408 | 62240.5084 | 55382.6932 | 49089.5112 | 37039.6174 | 46911.6234
| 2010 | 55877.8342 | 47194.7947 | 41440.0878 | 40169.1025 | 54725.4972 | 60789.1431 | 60674.1727 | 65776.3264 | 58200.7414 | 45456.3922 | 40220 | 44715.7344
| 2011 | 49829 | 47953 | 44057 | 47797 | 57620 | 60057 | 63376 | 63770 | 58520 | 52458 | 43440 | 51642
| 2012 | 46908.4905 | 42090.0469 | 42611.0462 | 48774.0356 | 58947.0194 | 66548 | 65807.6913 | 66509 | 64862.2074 | 48274.2721 | 41625.6633 | 45544.7859
| 2013 | 50664.8051 | 40406.9964 | 41709.7986 | 45601.9335 | 56209.2205 | 64418.2945 | 64814 | 67244.5294 | 63387.8513 | 54709.5348 | 46954.2002 | 53642.4399
| 2014 | 57256.3073 | 57010.71 | 54587.4097 | 48400.126 | 52615.3527 | 59785.7728 | 63531.9867 | 66453.6387 | 64439.5577 | 58419.1941 | 50807.3407 | 48361.715
| 2015 | 56831.7803 | 54539.4251 | 53179.5284 | 45227.4211 | 53389.3965 | 61732.2719 | 67650.277 | 69877.0467 | 64458.1963 | 59186.5655 | 44945.1434 | 44934.2488
| 2016 | 49262.5579 | 47416.4923 | 43347.1873 | 50932.0834 | 57223.8273 | 64896.2601 | 67468.9318 | 71110.1039 | 66948.5662 | 59864.268 | 50012.3511 | 57932.4325
Projected | 2017E | 54417.0887 | 52494.9767 | 46877.7555 | 51622.3562 | 58907.8584 | 66915.332 | 68657.2995 | 72933.5504 | 64448.5906 | 56096.8287 | 45791.0068 | 52669.4305
| 2018E | 55003.0884 | 53084.3897 | 47485.5148 | 52357.5752 | 59695.2148 | 67905.3064 | 69666.6232 | 74149.3873 | 65482.9627 | 57090.4945 | 46784.4113 | 53494.8957

## MISO
Released: November 2017
Next Update: November 2018
Table 3B.1. MISO monthly peak hour demand, by North American Electric Reliability Corporation Assesment Area,
1996-2016 actual, 2017-2018 projected
megawatts
MISO | Year | January | February | March | April | May | June | July | August | September | October | November | December
Actual | 1996 | bar: January to December
1997 | bar: January to December
1998 | bar: January to December
1999 | bar: January to December
2000 | bar: January to December
2001 | bar: January to December
2002 | bar: January to December
2003 | bar: January to December
2004 | bar: January to December
2005 | bar: January to December
2006 | bar: January to December
2007 | bar: January to December
2008 | bar: January to December
2009 | bar: January to December
| 2010 | 85264.71 | 81835.57 | 74562.29 | 69824.01 | 92068.42 | 98927.17 | 104024.22 | 108346.11 | 93747.63 | 73309.84 | 79454.15 | 90848.02
| 2011 | 85965.69 | 87676.94 | 76964.05 | 68204.9429 | 75208.6821 | 91832.3496 | 98067.6208 | 96870.9642 | 87569.5526 | 71648.4925 | 72383.3621 | 79051.7855
| 2012 | 70600 | 67013 | 63375 | 58449 | 70656 | 92955 | 96769 | 89327 | 83877 | 61312 | 66201 | 69270
| 2013 | 93797.6 | 92559.6 | 85284.1 | 79153.6 | 98121.9 | 110585.9 | 121124.3 | 117842.9 | 115803.6 | 89798.7 | 90021 | 95803.3
| 2014 | 107927.3 | 101304.4 | 96058.7 | 80236 | 92600.3 | 109196.2 | 113506.9 | 113429.2 | 109527.4 | 87007 | 95703 | 91339
| 2015 | 104723 | 99159 | 95741 | 78291 | 92464 | 106054 | 118325 | 113012 | 111857 | 83186 | 82367 | 85296
| 2016 | 95920 | 91654 | 81073 | 78230 | 93952 | 111350 | 119506 | 118413 | 113557 | 89127 | 80912 | 99054
Projected | 2017E | 103867 | 95220.8 | 92406.4 | 86298.6 | 98473.7 | 116607.8 | 125000.3 | 124809.9 | 111790.7 | 91213.6 | 90038.6 | 97900.5
| 2018E | 103730.7 | 95341.4 | 91310.6 | 85249.8 | 95920.1 | 117056.7 | 125313.6 | 125568.1 | 112646.4 | 91984.3 | 90780.5 | 98608.8

## SPP
Released: November 2017
Next Update: November 2018
Table 3B.1. SPP monthly peak hour demand, by North American Electric Reliability Corporation Assesment Area,
1996-2016 actual, 2017-2018 projected
megawatts
SPP | Year | January | February | March | April | May | June | July | August | September | October | November | December
Actual | 1996 | 46801 | 46506 | 44043 | 39428 | 52072 | 56569 | 59826 | 57907 | 52017 | 41352 | 42117 | 48274
| 1997 | 26931 | 23739 | 22386 | 22283 | 24746 | 32950 | 36267 | 35024 | 33793 | 28435 | 24029 | 25020
| 1998 | 24313 | 23137 | 24878 | 22119 | 32030 | 36086 | 37383 | 36976 | 35910 | 25231 | 22274 | 26725
| 1999 | 26757 | 23604 | 23086 | 23648 | 25872 | 32783 | 37958 | 38609 | 34692 | 25745 | 22773 | 25415
| 2000 | 26415 | 25463 | 23516 | 25516 | 35188 | 34162 | 38864 | 40101 | 39246 | 30910 | 25942 | 30137
| 2001 | 28039 | 26733 | 24707 | 26240 | 32043 | 35636 | 40063 | 39782 | 34312 | 26688 | 26949 | 25951
| 2002 | 28485 | 28191 | 27833 | 28356 | 32514 | 36228 | 39125 | 39571 | 37659 | 31961 | 25788 | 27710
| 2003 | 28850 | 27922 | 26026 | 26518 | 32880 | 35810 | 39133 | 40214 | 32876 | 26372 | 25204 | 27259
| 2004 | 29010 | 27454 | 23566 | 24583 | 32878 | 36137 | 39893 | 39734 | 36117 | 27158 | 26603 | 29782
| 2005 | 29072 | 27128 | 25247 | 25656 | 34261 | 39437 | 41306 | 40771 | 37772 | 33042 | 27333 | 31764
| 2006 | 26864 | 28402 | 25548 | 31231 | 36115 | 37754 | 42556 | 42405 | 33342 | 33653 | 29699 | 30331
| 2007 | 30141 | 31028 | 25629 | 26746 | 31495 | 36775 | 38965 | 43165 | 36887 | 33537 | 26610 | 29560
| 2008 | 31294 | 30140 | 28268 | 27213 | 33650 | 38629 | 41914 | 43476 | 34823 | 27993 | 27133 | 32361
| 2009 | 31870.2165 | 29357.5471 | 27928.3066 | 27342.7961 | 30765.1649 | 41302.4299 | 41465.272 | 40392.9337 | 33748.1323 | 27269.836 | 26077.1558 | 32027.6003
| 2010 | 42495.7497 | 37893.1172 | 34099.308 | 30831.8615 | 40925.5271 | 48883.3268 | 49932.5799 | 53076.6219 | 44536.4237 | 33566.0526 | 33815.9823 | 37555.231
| 2011 | 40445.4593 | 38986.5621 | 34366.4054 | 33287.1317 | 40417.0736 | 48534.6105 | 52612.6621 | 53083.6094 | 44750.0175 | 36146.7116 | 34522.017 | 39242.4856
| 2012 | 33842.303 | 31830.66 | 29140.979 | 34423.618 | 39911.427 | 48847.069 | 49847.517 | 50246.133 | 47241.858 | 30623.088 | 30312.402 | 33281.505
| 2013 | 35317.3983 | 33891.1213 | 32610.9656 | 31552.57 | 36513.0421 | 46218.6872 | 47449.8503 | 47647.3996 | 45067.1659 | 35909.0872 | 33549.6435 | 37044.8793
| 2014 | 37845.281 | 37136.5569 | 36109.779 | 29294.3007 | 36730.194 | 41515.712 | 45053.4279 | 46076.2335 | 42660.1387 | 34267.451 | 34554.224 | 33526.536
| 2015 | 40231.5182 | 38125.3484 | 36927.1383 | 31192.2295 | 33906.8316 | 45318.0901 | 48894.0035 | 47929.0768 | 45258.9904 | 35404.2545 | 32167.9548 | 30846.9524
| 2016 | 38748.23 | 36562.031 | 32928.927 | 32909.973 | 37424.912 | 49559.558 | 51802.681 | 51882.931 | 45676.56 | 38354.744 | 34484.872 | 41533.675
Projected | 2017E | 40786.3211 | 39769.5716 | 35922.7366 | 34670.5726 | 39868.4572 | 47893.1823 | 52403.4784 | 52103.8139 | 46244.4528 | 38021.8896 | 35875.6841 | 39984.5833
| 2018E | 41215.1771 | 40329.9259 | 35913.8106 | 34630.61 | 39763.159 | 48300.956 | 52553.7458 | 52486.3212 | 46597.6529 | 38299.63 | 36194.4462 | 40855.4696

## PJM
Released: November 2017
Next Update: November 2018
Table 3B.1. PJM monthly peak hour demand, by North American Electric Reliability Corporation Assesment Area,
1996-2016 actual, 2017-2018 projected
megawatts
PJM | Year | January | February | March | April | May | June | July | August | September | October | November | December
Actual | 1996 | bar: January to December
1997 | bar: January to December
1998 | bar: January to December
1999 | bar: January to December
2000 | bar: January to December
2001 | bar: January to December
2002 | bar: January to December
2003 | bar: January to December
2004 | bar: January to December
2005 | bar: January to December
2006 | bar: January to December
2007 | bar: January to December
2008 | bar: January to December
2009 | bar: January to December
| 2010 | 109179.214 | 104915.345 | 95014.774 | 88409.15 | 110783.366 | 126201.946 | 136465.117 | 131946.462 | 127681.899 | 85652.149 | 90313.391 | 115535
| 2011 | 113912 | 109621 | 99956 | 92104 | 103609 | 139967 | 148941 | 143584 | 126463 | 101712 | 108310 | 122418
| 2012 | 122565.442 | 113997.637 | 107528.11 | 97821.804 | 130557.665 | 147915.071 | 154338.726 | 144486.456 | 129958.527 | 98761.609 | 107454.811 | 109947.899
| 2013 | 126725 | 118740 | 109671 | 101046 | 129053 | 139781 | 157509 | 137625 | 143461 | 108826 | 114699 | 124072
| 2014 | 140510.233 | 129690.523 | 126638.86 | 99179.552 | 119741.906 | 141677.933 | 139379.87 | 133390.98 | 138157.144 | 95919.772 | 120847.897 | 114047.334
| 2015 | 136197 | 143129 | 125701 | 96382 | 120840 | 137287 | 143633 | 139649 | 141209 | 94824 | 104505 | 104494
| 2016 | 129775 | 121307 | 106497 | 99868 | 121539 | 134752 | 150826 | 152177 | 142092 | 102277 | 105171 | 131021
Projected | 2017E | 131391 | 125630 | 115099 | 105560 | 120074 | 144469 | 152999 | 148808 | 129257 | 107258 | 111523 | 125798
| 2018E | 132652 | 126874 | 115332 | 110453 | 121060 | 145187 | 153951 | 149526 | 129112 | 110657 | 112483 | 127154

## NPCC
Released: November 2017
Next Update: November 2018
Table 3B.1. NPCC monthly peak hour demand, by North American Electric Reliability Corporation Assesment Area,
1996-2016 actual, 2017-2018 projected
megawatts
NPCC | Year | January | February | March | April | May | June | July | August | September | October | November | December
Actual | 1996 | 41680 | 41977 | 39414 | 35313 | 41013 | 41893 | 44773 | 44663 | 43321 | 36278 | 38992 | 39710
| 1997 | 41208 | 38891 | 37662 | 35284 | 34101 | 46477 | 49269 | 43964 | 42487 | 37597 | 39602 | 41178
| 1998 | 40009 | 39624 | 39652 | 35382 | 40210 | 47342 | 49566 | 47514 | 42358 | 36947 | 38738 | 41728
| 1999 | 44199 | 41263 | 39883 | 34260 | 35911 | 50127 | 52855 | 47762 | 45913 | 37120 | 41314 | 42166
| 2000 | 45227 | 42692 | 38729 | 36124 | 44550 | 50057 | 46310 | 49850 | 48266 | 39300 | 41036 | 43852
| 2001 | 43553 | 41919 | 40636 | 37191 | 42368 | 50289 | 53569 | 55949 | 45703 | 38398 | 39576 | 42540
| 2002 | 42039 | 41544 | 39906 | 42163 | 41008 | 51873 | 55444 | 55944 | 49324 | 43293 | 40696 | 44793
| 2003 | 45987 | 43800 | 43249 | 38921 | 36648 | 54827 | 53509 | 53540 | 43123 | 39225 | 40197 | 44257
| 2004 | 66215 | 62361 | 58055 | 54300 | 64042 | 76529 | 82615 | 79138 | 73418 | 56870 | 60680 | 67224
| 2005 | 47041 | 42949 | 43487 | 37399 | 37543 | 55720 | 58960 | 58009 | 50704 | 41854 | 41875 | 46828
| 2006 | 43661 | 43611 | 42532 | 37331 | 46113 | 52000 | 59953 | 63241 | 43207 | 40157 | 41149 | 44570
| 2007 | 45002 | 46697 | 45901 | 38936 | 46586 | 57272 | 56073 | 58314 | 51463 | 45066 | 41766 | 46024
| 2008 | 46803 | 44882 | 40421 | 37426 | 40348 | 58543 | 55919 | 50393 | 50957 | 39251 | 42111 | 45695
| 2009 | 45046.5 | 44457.1 | 43148.3 | 40609.1 | 39260.4 | 42851.4 | 50319.4 | 55943.8 | 41778.1 | 37997.5 | 39746.2 | 44864.4
| 2010 | 43849 | 42178 | 39658 | 36715 | 50251 | 54472 | 60554 | 56947 | 57377 | 39019 | 39906 | 45281
| 2011 | 44812 | 44527 | 42594 | 38797 | 43988 | 53980 | 60262 | 58820 | 49743 | 39643 | 41389 | 46788
| 2012 | 43827 | 40465 | 40179 | 37540 | 48111 | 57806 | 58319 | 55740 | 49566 | 38160 | 41074 | 42156
| 2013 | 45545.2 | 42847.7 | 40778.7 | 36990.5 | 50413.9 | 55154.9 | 61334.8 | 50286.7 | 55652.6 | 39522.4 | 41695.6 | 45908.1
| 2014 | 47072 | 43140 | 43136 | 35811 | 39420 | 48446 | 53774 | 49946 | 53497 | 38178 | 40814 | 42907
| 2015 | 45231 | 44252 | 41970 | 35976 | 43829 | 49023 | 55575 | 54759 | 55426 | 36335 | 38729 | 39411
| 2016 | 42768.4 | 42862.3 | 38575.2 | 37136.1 | 44089.6 | 46251.5 | 55603.3 | 57671.5 | 52778.8 | 37440.6 | 39129.5 | 43745
Projected | 2017E | 45756 | 43291 | 41875 | 36109 | 43524 | 53031 | 59660 | 58200 | 49570 | 38777 | 39883 | 45002
| 2018E | 45562 | 43238 | 41804 | 35961 | 43285 | 52870 | 59536 | 58081 | 49394 | 38577 | 39713 | 44744

## EIA Form 411
Interconnection | NERC Regional Assesment Area
|  | Actual | [26 empty] | Projected
|  | 1990 | 1991 | 1992 | 1993 | 1994 | 1995 | 1996 | 1997 | 1998 | 1999 | 2000 | 2001 | 2002 | 2003 | 2004 | 2005 | 2006 | 2007 | 2008 | 2009 | 2010 | 2011 | 2012 | 2013 | 2014 | 2015 | 2016 | 2017E | 2018E | 2019E | 2020E | 2021E | 2022E | 2023E | 2024E | 2025E | 2026E | 2027E
Eastern Interconnection | FRCC | 142502 | 146903 | 147464 | 153468 | 159861 | 169021 | 173377 | 175557 | 188384 | 188598 | 196561 | 200134 | 211116 | 219021 | 220335 | 226544 | 230115 | 232405 | 226874 | 225966 | 233034 | 224064 | 220943 | 221534 | 224646 | 234489 | 234041 | 230867 | 233407 | 235517 | 238021 | 239553 | 241812 | 243938 | 246540 | 248440 | 250948 | 250948
| NPCC | 250681 | 253701 | 252256 | 257447 | 259947 | 261235 | 263125 | 264464 | 268309 | 277902 | 281518 | 282670 | 286199 | 288791 | 292724.5 | 303607 | 294319 | 301766 | 297362 | 285624.6651 | 294276 | 292481.7058 | 290914 | 292882 | 287160 | 286280 | 285179 | 283820 | 284422 | 283141 | 281192 | 278832 | 277303 | 276292 | 275484 | 274920 | 274600 | 274420
| Balance of Eastern Region | Actual 1990: 1725276; Actual 1991: 1774108; Actual 1992: 1766746; Actual 1993: 1871168; Actual 1994: 1907338; Actual 1995: 1999873; Actual 1996: 2059485; Actual 1997: 2062452; Actual 1998: 2112728; Actual 1999: 2147860; Actual 2000: 2210739; Actual 2001: 2203509; Actual 2002: 2301321; Actual 2003: 2255233; Actual 2004: 2313180; Actual 2005: 2385460.853; Actual 2006: 2361721; Actual 2007: 2432474.6; Actual 2008: 2406730; Actual 2009: 2293617.2574; Actual 2010: 2456553.313; Actual 2011: 2401810.1559
| ECAR | 442507 | 450586 | 450853 | 476644 | 487489 | 521247 | 532747 | 524414 | 535015 | 547846 | 545958 | 546167 | 567897 | 545109 | 553236 | NA | NA | NA | NA | NA | NA | NA | NA | NA | NA | NA | NA | NA | NA | NA | NA | NA | NA | NA | NA | NA | NA | NA
| MAAC | 221099 | 228588 | 226154 | 235980 | 238379 | 243043 | 243328 | 243967 | 248806 | 255741 | 262320 | 263841 | 273907 | 276600 | 283646 | NA | NA | NA | NA | NA | NA | NA | NA | NA | NA | NA | NA | NA | NA | NA | NA | NA | NA | NA | NA | NA | NA | NA
| MAIN | 197326 | 205880 | 200250 | 208340 | 213803 | 224380 | 234300 | 236143 | 244073 | 243278 | 259608 | 271053 | 279264 | 267068 | 274760 | NA | NA | NA | NA | NA | NA | NA | NA | NA | NA | NA | NA | NA | NA | NA | NA | NA | NA | NA | NA | NA | NA | NA
| MAPP | NA | NA | NA | NA | NA | NA | NA | NA | NA | NA | NA | NA | NA | NA | NA | NA | NA | NA | NA | NA | 30690.6123 | 29232.6653 | 29362 | 29798 | 31756 | NA | NA | NA | NA | NA | NA | NA | NA | NA | NA | NA | NA | NA
| MISO | NA | NA | NA | NA | NA | NA | NA | NA | NA | NA | NA | NA | NA | NA | NA | NA | NA | NA | NA | NA | 585273.9227 | 521691.6105 | 497906 | 662636 | 641290 | 659676.8 | 660862 | 693350.58 | 727495.09 | 730209.6 | 734426.8 | 737476.7 | 743245.1 | 748127.3 | 751630.1 | 756057.6 | 760001.2 | 763944.8
| MRO | 127102 | 129826 | 126881 | 131112 | 136498 | 143447 | 145479 | 151661 | 155194 | 152350 | 145981 | 144893 | 150058 | 153918 | 152975 | 216632.623 | 222748 | 217601.6 | 227536 | 213797.0313 | NA | NA | NA | NA | NA | NA | NA | NA | NA | NA | NA | NA | NA | NA | NA | NA | NA | NA
| PJM | NA | NA | NA | NA | NA | NA | NA | NA | NA | NA | NA | NA | NA | NA | NA | NA | NA | NA | NA | NA | 712730.9103 | 739754.4857 | 781247 | 791151 | 797461 | 792566 | 792313 | 814868 | 821638 | 823890 | 822831 | 820415 | 821341 | 822626 | 827522 | 831502 | 835137 | 841099
| RFC | NA | NA | NA | NA | NA | NA | NA | NA | NA | NA | NA | NA | NA | NA | NA | 1005226 | 926279 | 954700 | 936201 | 880377.0985 | NA | NA | NA | NA | NA | NA | NA | NA | NA | NA | NA | NA | NA | NA | NA | NA | NA | NA
| SERC | 485205 | 501794 | 506140 | 538339 | 544945 | 572587 | 596940 | 730248 | 746538 | 768408 | 803211 | 787139 | 835319 | 826964 | 856734 | 962054.23 | 1011173 | 1049298 | 1035390 | 997142 | 870367 | 852843.0649 | 824640 | 661124 | 674054 | 668126 | 672720 | 673339 | 677048 | 681238 | 685684 | 689388 | 693376 | 698595 | 703979 | 708819 | 714335 | 720420
| SPP | 252037 | 257434 | 256468 | 280753 | 286224 | 295169 | 306691 | 176019 | 183102 | 180237 | 193661 | 190416 | 194876 | 185574 | 191829 | 201548 | 201521 | 210875 | 207603 | 202301.1276 | 257490.8676 | 258288.3296 | 258590 | 249559 | 243292 | 250430.31 | 255898.8736 | 255544.2503 | 260336.7818 | 259340.6 | 259625.2 | 260791.2 | 264592.9 | 265897.2 | 267367.3 | 268763.2 | 269850.2 | 271076.5
ERCOT | TRE | 209789 | 211568 | 210699 | 221901 | 225098 | 231440 | 243456 | 251840 | 267970 | 268622 | 286313 | 278226 | 280269 | 283868 | 289146 | 299225 | 305672 | 307064 | 312401.0845 | 308277.7595 | 319097.4005 | 335000.175 | 324860 | 331624 | 340033 | 347617.4362 | 375889.7888 | 356428.366 | 363665.1951 | 373761.9554 | 380660.7344 | 386550.8493 | 392714.5563 | 398843.5499 | 405017.8274 | 411040.9936 | 417426.7558 | 425775.2909
Western Interconnection | WECC | 558248 | 555389 | 565745 | 569319 | 586192 | 586167 | 611650 | 620629 | 625791 | 635503 | 663913 | 638746 | 666696 | 664754 | 682053 | 685624 | 720087 | 739018 | 745691 | 718694 | 713176.7606 | 727793 | 726862 | 737458 | 733664 | 728896 | 737155 | 731132 | 732688 | 737745 | 741668 | 746071 | 751940 | 757807 | 763228 | 767234 | 771575 | 775800
All Interconnections | Contiguous U.S. | Actual 1990: 2886496; Actual 1991: 2941669; Actual 1992: 2942910; Actual 1993: 3073303; Actual 1994: 3138436; Actual 1995: 3247736; Actual 1996: 3351093; Actual 1997: 3374942; Actual 1998: 3463182; Actual 1999: 3518485; Actual 2000: 3639044; Actual 2001: 3603285; Actual 2002: 3745601; Actual 2003: 3711667; Actual 2004: 3797438.5; Actual 2005: 3900460.853; Actual 2006: 3911914; Actual 2007: 4012727.6; Actual 2008: 3989058.0845; Actual 2009: 3832179.682; Actual 2010: 4016137.474; Actual 2011: 3981149.0367
Notes: • NERC region and reliability assessment area maps are provided on EIA's Electricity Reliability web page: http://www.eia.gov/electricity/data/eia411/
• Projected data are updated annually.
• Peak load represents an hour of a day during the associated peak period.
• The Summer peak period begins on June1 and extends through September 30. • The Winter peak period begins October 1 and extends through May 31.
• Historically the MRO, RFC, SERC, and SPP regional boundaries were altered as utilities changed reliability organizations. The historical data series for these regions have not been adjusted. Instead, the Balance of Eastern Region category was introduced to to provide a consistent trend of the Eastern interconnection.
• ECAR, MAAC, and MAIN dissolved at the end-of-2005. Many of the former utility members joined RFC. ReliabilityFirst Corporation (RFC) came into existence on January 1, 2006. RFC submitted a consolidated filing covering the historical NERC regions of ECAR, MAAC, and MAIN.
• MAPP was absorbed into MISO, SPP and WECC in 2015.
• E - Estimate; NA - Not Available
Source: U.S. Energy Information Administration, Form EIA-411, "Coordinated Bulk Power Supply and Demand Program Report."

## Calculations
Seasonal Peak Month
National | Balancing Area | Reliability Area | Summer | Winter
National | CAISO | WECC
National | ERCOT | TRE
National | MISO | MISO
National | SPP | SPP
National | NYISO | NPCC
National | ISO-NE | NPCC
National
National
National
National | Peak Month Capacity Factors (most recent year)
National | Balancing Area | Electricity Source | Summer | Winter | Annual Load
National | CAISO | solar pv
National | ERCOT | solar pv
National | MISO | solar pv | 50%
National | SPP | solar pv | 60.7%
National | NYISO | solar pv
National | ISO-NE | solar pv
National | PJM | solar pv | 60%
National | CAISO | onshore wind
National | ERCOT | onshore wind
National | MISO | onshore wind | 16.6%
National | SPP | onshore wind | 28%
National | NYISO | onshore wind | 19% | 37%
National | ISO-NE | onshore wind | 15% | 30%
National | PJM | onshore wind | 17.6%
National | CAISO | solar thermal
National | ERCOT | solar thermal
National | MISO | solar thermal
National | SPP | solar thermal
National | NYISO | solar thermal
National | ISO-NE | solar thermal
National | CAISO | biomass
National | ERCOT | biomass
National | MISO | biomass
National | SPP | biomass
National | NYISO | biomass
National | ISO-NE | biomass
National | CAISO | geothermal
National | ERCOT | geothermal
National | MISO | geothermal
National | SPP | geothermal
National | NYISO | geothermal
National | ISO-NE | geothermal
National | CAISO | hydro
National | ERCOT | hydro
National | MISO | hydro
National | SPP | hydro
National | NYISO | hydro
National | ISO-NE | hydro
National | NYISO | offshore wind | 39% | 61%
National | ISO-NE | offshore wind | 24% | 63%
Annual Load (2019) | [5 empty] | State Lookup
CAISO | 214955 | [6 empty] | Summer | Winter
ERCOT | [6 empty] | Solar
MISO | [6 empty] | Onshore Wind
SPP | [6 empty] | Offshore Wind
NYISO | 155848
PJM
ISO-NE | 141514
State Specific PTCF From SAMs Runs
|  | Summer | Winter
Virginia | Solar | 0.4086 | 0.20411
Virginia | Onshore Wind | 0.097354 | 0.75589
Virginia | Offshore Wind | 0.13157 | 0.69323
Minnesota | Solar
Minnesota | Onshore Wind
Minnesota | Offshore Wind |  | 0

## State Peak Hours From NREL
From NREL Electrification Futures Hourly Data (2018)
| Year | State | Summer Peak Hour | Summer PeakLoad_MW | Winter Peak Hour | Winter PeakLoad_MW
4335 | 2018 | AL | 4336 | 16683.3721 | 78 | 15463.174
13839 | 2018 | AR | 5080 | 9039.1163 | 296 | 6757.794
22816 | 2018 | AZ | 5297 | 16982.0462 | 296 | 10157.787
31696 | 2018 | CA | 5417 | 53175.2481 | 8491 | 36912.2158
39281 | 2018 | CO | 4242 | 10023.6864 | 8490 | 8649.6892
48590 | 2018 | CT | 4791 | 6487.0058 | 68 | 4612.6951
57350 | 2018 | DE | 4791 | 2467.8214 | 80 | 1931.7655
66302 | 2018 | FL | 4983 | 44005.5736 | 79 | 40855.7824
74440 | 2018 | GA | 4361 | 28102.4156 | 79 | 24062.2081
83799 | 2018 | IA | 4960 | 9261.9751 | 283 | 7077.8012
92247 | 2018 | ID | 4648 | 4560.1588 | 272 | 3546.9257
100863 | 2018 | IL | 4504 | 30588.1704 | 451 | 19900.0643
109432 | 2018 | IN | 4313 | 17681.2347 | 299 | 14650.0144
118838 | 2018 | KS | 4959 | 7829.3467 | 283 | 4834.6539
126974 | 2018 | KY | 4335 | 16873.3972 | 297 | 15196.4221
136479 | 2018 | LA | 5080 | 15986.7059 | 296 | 12139.1866
144929 | 2018 | MA | 4770 | 11486.0881 | 91 | 8402.0664
153256 | 2018 | MD | 4337 | 15589.3093 | 80 | 12494.6683
162857 | 2018 | ME | 5178 | 1814.1115 | 91 | 1678.5019
171206 | 2018 | MI | 4767 | 20881.3104 | 451 | 13886.3324
179605 | 2018 | MN | 4406 | 12866.7218 | 440 | 10092.9688
188919 | 2018 | MO | 4960 | 17243.4888 | 282 | 12940.3137
197055 | 2018 | MS | 4336 | 8900.7608 | 295 | 7415.3424
201858 | 2018 | MT | 379 | 2456.4153 | 379 | 2456.4153
215222 | 2018 | NC | 4983 | 26637.419 | 79 | 24706.0183
223405 | 2018 | ND | 4406 | 2409.371 | 8514 | 2014.3154
232719 | 2018 | NE | 4960 | 6506.8366 | 8659 | 4262.1738
241289 | 2018 | NH | 4770 | 1998.169 | 68 | 1668.9426
250070 | 2018 | NJ | 4791 | 19056.3557 | 91 | 11507.8844
258351 | 2018 | NM | 4312 | 4235.4558 | 8275 | 3104.3372
268120 | 2018 | NV | 5321 | 7606.092 | 8491 | 4528.1563
276328 | 2018 | NY | 4769 | 27807.0785 | 67 | 20420.3865
285086 | 2018 | OH | 4767 | 27705.1682 | 67 | 22493.4555
294207 | 2018 | OK | 5128 | 11080.2088 | 8288 | 7522.8033
303327 | 2018 | OR | 5488 | 8023.527 | 378 | 7997.8531
311389 | 2018 | PA | 4790 | 26936.652 | 67 | 22918.019
320151 | 2018 | RI | 4792 | 1711.403 | 91 | 1139.2504
329102 | 2018 | SC | 4983 | 15756.8147 | 79 | 15062.1329
337647 | 2018 | SD | 4768 | 2034.5897 | 8514 | 1806.8707
345975 | 2018 | TN | 4336 | 18649.7491 | 78 | 16357.1518
355527 | 2018 | TX | 5128 | 79587.2352 | 296 | 55921.3079
363806 | 2018 | UT | 4647 | 5032.9692 | 8467 | 4362.9784
372904 | 2018 | VA | 4985 | 21821.5983 | 80 | 19481.9282
380824 | 2018 | VT | 4145 | 904.85 | 91 | 862.4339
385865 | 2018 | WA | 426 | 16314.6095 | 426 | 16314.6095
398965 | 2018 | WI | 4766 | 13734.7936 | 450 | 9298.6171
407294 | 2018 | WV | 4335 | 5340.601 | 68 | 5035.5942
416372 | 2018 | WY | 4653 | 2685.6806 | 379 | 2662.6141

## State Raw Data
MN Wind | MN Solar (DC) | Peak Summer MN | Peak Winter MN | VA Wind | VA Solar (DC) | SAMS output run
0 | 0 |  |  | 8984.5 | -5.1328 |  |  | Summer Peak MN | Winter Peak MN | Wind nameplate | Solar Nameplate
0 | 0 |  |  | 2152.97 | -5.1328 |  | hour | 4406 | 440 | 48000 | 3.85
0 | 0 |  |  | 4603.57 | -5.1328 |  | MN PTCF Solar
0 | 0 |  |  | 1416.55 | -5.1328 |  | MN PTCF Wind
178.244 | 0 |  |  | 858.28 | -5.1328
0 | 0 |  |  | 3759.26 | -5.1328
398.922 | 0 |  |  | 3372.69 | -5.1328
136.08 | 0 |  |  | 0 | -5.1328
178.191 | 0.013188 |  |  | 0 | 5469.02
799.375 | 0.095029 |  |  | 0 | 10320
928.596 | 0.15412 |  |  | 0 | 13353.8
1090.66 | 0.30841 |  |  | 536.381 | 14933.9
1588.94 | 0.16127 |  |  | 1193.93 | 15461.5
1672.85 | 0.35152 |  |  | 6521.56 | 14798.6
3001.57 | 0.19484 |  |  | 2224.21 | 13030.9
3832.28 | 0.080846 |  |  | 3246.18 | 9882.71
4526.3 | 0 |  |  | 6468.82 | 5297.86
9124.48 | 0 |  |  | 16142 | -5.1328
14214.6 | 0 |  |  | 11370.8 | -5.1328
16272 | 0 |  |  | 843.796 | -5.1328
17050.2 | 0 |  |  | 1418.76 | -5.1328
17424.4 | 0 |  |  | 0 | -5.1328
16492.4 | 0 |  |  | 7043.08 | -5.1328
14937.9 | 0 |  |  | 891.602 | -5.1328
10740.4 | 0 |  |  | 5145.84 | -5.1328
8213.81 | 0 |  |  | 7279.47 | -5.1328
7708.84 | 0 |  |  | 7818.43 | -5.1328
8089.48 | 0 |  |  | 5527.01 | -5.1328
8758.81 | 0 |  |  | 0 | -5.1328
9538.54 | 0 |  |  | 0 | -5.1328
6871.86 | 0 |  |  | 11385.7 | -5.1328
5014.83 | 0 |  |  | 27616.1 | -5.1328
3716.73 | 0.36631 |  |  | 30413.9 | 5230.64
2685.58 | 1.5824 |  |  | 17213.6 | 10141.6
820.445 | 2.4251 |  |  | 9681.22 | 13307.9
0 | 2.9028 |  |  | 4582.39 | 14932.8
0 | 3.0038 |  |  | 2989.45 | 15480.9
0 | 2.736 |  |  | 6390.42 | 14792
0 | 2.1147 |  |  | 13531.8 | 12960.4
1711.85 | 1.1578 |  |  | 8831.13 | 9743.73
4659.99 | 0 |  |  | 4550.28 | 5282.79
10442.6 | 0 |  |  | 2660.24 | -5.1328
20993.3 | 0 |  |  | 15787.1 | -5.1328
23518.9 | 0 |  |  | 4853.21 | -5.1328
14690.1 | 0 |  |  | 3821.4 | -5.1328
14309.1 | 0 |  |  | 5219.35 | -5.1328
14357.6 | 0 |  |  | 2591.69 | -5.1328
15728.5 | 0 |  |  | 600.046 | -5.1328
15594 | 0 |  |  | 2051.42 | -5.1328
15735.4 | 0 |  |  | 0 | -5.1328
14746.3 | 0 |  |  | 0 | -5.1328
14454.6 | 0 |  |  | 0 | -5.1328
11748.9 | 0 |  |  | 0 | -5.1328
9595.75 | 0 |  |  | 0 | -5.1328
7243.03 | 0 |  |  | 0 | -5.1328
5940.46 | 0 |  |  | 0 | -5.1328
4343.44 | 0.20099 |  |  | 0 | 5038.79
2223.05 | 0.81407 |  |  | 0 | 9737.75
857.601 | 1.7125 |  |  | 0 | 12793.4
1484.37 | 2.838 |  |  | 0 | 14527.8
3801.94 | 2.9506 |  |  | 0 | 11472.1
5987.3 | 2.7168 |  |  | 0 | 2080.09
6186.12 | 2.131 |  |  | 1977.46 | 4500.62
7649.48 | 1.1945 |  |  | 4067.45 | 9827.14
12135.9 | 0.094814 |  |  | 7688.72 | 5355.22
21235.6 | 0 |  |  | 25512.9 | -5.1328
27372.4 | 0 |  |  | 23799.7 | -5.1328
32773 | 0 |  |  | 711.021 | -5.1328
34776.6 | 0 |  |  | 0 | -5.1328
34835.6 | 0 |  |  | 344.334 | -5.1328
31795.9 | 0 |  |  | 674.94 | -5.1328
34571.2 | 0 |  |  | 18635.7 | -5.1328
31954.7 | 0 |  |  | 25835 | -5.1328
28680.6 | 0 |  |  | 28339.6 | -5.1328
25075.7 | 0 |  |  | 27804.1 | -5.1328
22884.6 | 0 |  |  | 39487.8 | -5.1328
29084.3 | 0 |  |  | 38673.6 | -5.1328
23375.4 | 0 |  |  | 38785.9 | -5.1328
18785.8 | 0 |  |  | 38879.4 | -5.1328
17237.8 | 0 |  |  | 36282.5 | -5.1328
14804.1 | 0.35193 |  |  | 39461 | 5426.42
11469.8 | 1.5923 |  |  | 39107.1 | 10254.9
5400.71 | 2.4757 |  |  | 39447.5 | 13386.9
939.71 | 2.4199 |  |  | 38154.1 | 14806.2
0 | 0.87946 |  |  | 25712.8 | 15348.3
0 | 2.8649 |  |  | 20323.6 | 14750.1
0 | 2.2478 |  |  | 25581 | 12884.1
0 | 1.3114 |  |  | 29449.9 | 9895.31
2117.93 | 0.14092 |  |  | 19501.9 | 5438.95
3567.98 | 0 |  |  | 149.69 | -5.1328
3239.35 | 0 |  |  | 0 | -5.1328
1523.87 | 0 |  |  | 34748.4 | -5.1328
0 | 0 |  |  | 2700.72 | -5.1328
0 | 0 |  |  | 0 | -5.1328
0 | 0 |  |  | 2193.48 | -5.1328
0 | 0 |  |  | 0 | -5.1328
1179.75 | 0 |  |  | 0 | -5.1328
3398.62 | 0 |  |  | 4144.97 | -5.1328
6358.45 | 0 |  |  | 0 | -5.1328
8923.92 | 0 |  |  | 1649.16 | -5.1328
8082.28 | 0 |  |  | 0 | -5.1328
11302 | 0 |  |  | 0 | -5.1328
6554.55 | 0 |  |  | 0 | -5.1328
3120.12 | 0 |  |  | 0 | -5.1328
1309.82 | 0.2986 |  |  | 0 | 5149.66
0 | 1.0885 |  |  | 0 | 10036.5
0 | 1.7188 |  |  | 0 | 13044
0 | 2.1852 |  |  | 0 | 14773.1
0 | 2.1842 |  |  | 0 | 15353.2
0 | 1.8383 |  |  | 0 | 14800
0 | 2.3035 |  |  | 0 | 12986.4
789.531 | 1.3448 |  |  | 0 | 10029.8
2153.3 | 0.052646 |  |  | 0 | 5531.63
8070.19 | 0 |  |  | 4074.61 | -5.1328
11679.8 | 0 |  |  | 6285.73 | -5.1328
18827.9 | 0 |  |  | 7105.94 | -5.1328
21044.8 | 0 |  |  | 2804.26 | -5.1328
16485.8 | 0 |  |  | 0 | -5.1328
16857.7 | 0 |  |  | 666.606 | -5.1328
15854.5 | 0 |  |  | 0 | -5.1328
16441.8 | 0 |  |  | 1424.82 | -5.1328
12503.5 | 0 |  |  | 0 | -5.1328
9689.99 | 0 |  |  | 0 | -5.1328
7055.16 | 0 |  |  | 8550.87 | -5.1328
4594.84 | 0 |  |  | 16887.4 | -5.1328
3336.05 | 0 |  |  | 8224.17 | -5.1328
2280.31 | 0 |  |  | 0 | -5.1328
1352.18 | 0 |  |  | 0 | -5.1328
753.237 | 0.27176 |  |  | 0 | 4950.76
0 | 1.7264 |  |  | 0 | 9729.67
0 | 2.6135 |  |  | 0 | 12836.4
0 | 3.0862 |  |  | 0 | 14411.4
0 | 3.2048 |  |  | 0 | 14958.1
0 | 2.9603 |  |  | 1762.91 | 14364.6
586.6 | 2.3451 |  |  | 2845.63 | 12815.7
1942.61 | 1.3842 |  |  | 2837.57 | 9853.97
4497.17 | 0.18388 |  |  | 4254.37 | 5471.53
6939.66 | 0 |  |  | 8544.79 | -5.1328
16197.6 | 0 |  |  | 0 | -5.1328
21466.6 | 0 |  |  | 4933.64 | -5.1328
28581.7 | 0 |  |  | 0 | -5.1328
33581.4 | 0 |  |  | 2140.05 | -5.1328
36846.2 | 0 |  |  | 6433.08 | -5.1328
37241.7 | 0 |  |  | 2832.24 | -5.1328
37145.7 | 0 |  |  | 35402.8 | -5.1328
37356.5 | 0 |  |  | 23950.9 | -5.1328
37580.3 | 0 |  |  | 15684 | -5.1328
38493.4 | 0 |  |  | 9125.32 | -5.1328
35984.4 | 0 |  |  | 0 | -5.1328
33554.4 | 0 |  |  | 633.192 | -5.1328
31886.9 | 0 |  |  | 5456.47 | -5.1328
22074.7 | 0 |  |  | 0 | -5.1328
14977.5 | 0.31786 |  |  | 1029.34 | 4793.45
16721.7 | 1.5237 |  |  | 0 | 9603.73
10232.5 | 2.4038 |  |  | 1111.76 | 12821.4
14698.8 | 2.9118 |  |  | 0 | 14719.1
7194.43 | 3.0515 |  |  | 0 | 15220
6880.37 | 2.8324 |  |  | 0 | 14653
5076.86 | 2.2374 |  |  | 0 | 12923.3
6045.68 | 1.3042 |  |  | 0 | 9791.65
9277.15 | 0.14308 |  |  | 0 | 5291.12
16863.7 | 0 |  |  | 0 | -5.1328
28439.4 | 0 |  |  | 1851.91 | -5.1328
15157.3 | 0 |  |  | 1427.12 | -5.1328
36901.7 | 0 |  |  | 0 | -5.1328
36439.6 | 0 |  |  | 0 | -5.1328
36573.8 | 0 |  |  | 0 | -5.1328
29601.3 | 0 |  |  | 0 | -5.1328
11120 | 0 |  |  | 0 | -5.1328
8217.53 | 0 |  |  | 0 | -5.1328
964.663 | 0 |  |  | 0 | -5.1328
0 | 0 |  |  | 0 | -5.1328
1936.48 | 0 |  |  | 0 | -5.1328
4395.54 | 0 |  |  | 0 | -5.1328
11561.7 | 0 |  |  | 0 | -5.1328
12565.7 | 0 |  |  | 0 | -5.1328
16472.2 | 0.058294 |  |  | 0 | 4630.16
13872.8 | 0.16042 |  |  | 0 | 9776.82
12416.2 | 1.1754 |  |  | 0 | 13487.4
11700 | 0.67344 |  |  | 0 | 15732.9
5655.92 | 0.64675 |  |  | 0 | 16482.7
6563.9 | 0.42051 |  |  | 0 | 15967.1
10675.3 | 0.5582 |  |  | 0 | 14002
8905.3 | 0.35791 |  |  | 0 | 10620.5
12942.9 | 0.02784 |  |  | 2601.2 | 5870.91
14388.8 | 0 |  |  | 436.819 | -5.1328
17008.9 | 0 |  |  | 1689.65 | -5.1328
16816.1 | 0 |  |  | 0 | -5.1328
17409.6 | 0 |  |  | 0 | -5.1328
20114.8 | 0 |  |  | 0 | -5.1328
26581.6 | 0 |  |  | 0 | -5.1328
30493.4 | 0 |  |  | 0 | -5.1328
34635.4 | 0 |  |  | 0 | -5.1328
38346.3 | 0 |  |  | 0 | -5.1328
39696.1 | 0 |  |  | 0 | -5.1328
39545.6 | 0 |  |  | 0 | -5.1328
39467.2 | 0 |  |  | 0 | -5.1328
38794.7 | 0 |  |  | 0 | -5.1328
39683.5 | 0 |  |  | 0 | -5.1328
36790.3 | 0 |  |  | 0 | -5.1328
36944.1 | 0.0050446 |  |  | 0 | 1565.77
36294.7 | 0.054048 |  |  | 0 | 9831.76
29007.5 | 0.17799 |  |  | 0 | 12997.8
19264.6 | 0.10728 |  |  | 0 | 14750.8
10325.5 | 0.2659 |  |  | 0 | 15406.2
6943.2 | 1.0559 |  |  | 0 | 9757.65
8013.44 | 0.41562 |  |  | 0 | 13134.6
5023.89 | 0.061928 |  |  | 7125.32 | 10047.1
5279.34 | 0.14016 |  |  | 6113.22 | 4629.56
9156.35 | 0 |  |  | 1789.29 | -5.1328
17693.9 | 0 |  |  | 1237.41 | -5.1328
9974.22 | 0 |  |  | 6147.86 | -5.1328
18703.4 | 0 |  |  | 8809.5 | -5.1328
30136.8 | 0 |  |  | 8298.72 | -5.1328
35762.1 | 0 |  |  | 13322.7 | -5.1328
38496.8 | 0 |  |  | 5802.55 | -5.1328
39133.7 | 0 |  |  | 23850.9 | -5.1328
39662.5 | 0 |  |  | 32497.2 | -5.1328
39472.4 | 0 |  |  | 0 | -5.1328
39134.8 | 0 |  |  | 0 | -5.1328
39617 | 0 |  |  | 0 | -5.1328
39962 | 0 |  |  | 3034.72 | -5.1328
39540.3 | 0 |  |  | 10523.7 | -5.1328
39927.8 | 0 |  |  | 115.622 | -5.1328
40053.4 | 0.051325 |  |  | 7855.68 | 4982.25
40049.1 | 1.6066 |  |  | 0 | 9743.83
39700.1 | 2.4449 |  |  | 0 | 12783.9
38631.6 | 1.6119 |  |  | 0 | 14239.2
39142.1 | 0.66014 |  |  | 0 | 14718.5
38618.2 | 1.8082 |  |  | 0 | 10593.6
36340.1 | 0.92679 |  |  | 0 | 13057
38053.8 | 0.32577 |  |  | 0 | 5991.42
38626.6 | 0.19923 |  |  | 988.172 | 5723.17
39159.1 | 0 |  |  | 641.117 | -5.1328
37566 | 0 |  |  | 1120.31 | -5.1328
38283 | 0 |  |  | 1994.41 | -5.1328
37885.5 | 0 |  |  | 0 | -5.1328
37786.8 | 0 |  |  | 0 | -5.1328
31483.5 | 0 |  |  | 1575.47 | -5.1328
28257.1 | 0 |  |  | 0 | -5.1328
26890.6 | 0 |  |  | 0 | -5.1328
20715.9 | 0 |  |  | 0 | -5.1328
12019.4 | 0 |  |  | 0 | -5.1328
14722 | 0 |  |  | 0 | -5.1328
15166.6 | 0 |  |  | 0 | -5.1328
9687.81 | 0 |  |  | 0 | -5.1328
6448.22 | 0 |  |  | 0 | -5.1328
5201.17 | 0 |  |  | 0 | -5.1328
3899.61 | 0.19625 |  |  | 0 | 1727.08
3487.15 | 1.6263 |  |  | 0 | 6613.21
1888.41 | 2.4638 |  |  | 0 | 6014.68
2332.31 | 1.2501 |  |  | 0 | 8566.55
3119.46 | 2.6322 |  |  | 0 | 11932.9
3914.14 | 0.15745 |  |  | 0 | 9325.8
4068.06 | 0.099485 |  |  | 0 | 9055.73
3846.87 | 0.12299 |  |  | 0 | 7749.69
3155.76 | 0.013187 |  |  | 0 | 2329.85
3152.52 | 0 |  |  | 0 | -5.1328
2683.72 | 0 |  |  | 0 | -5.1328
4605.07 | 0 |  |  | 0 | -5.1328
7684.13 | 0 |  |  | 0 | -5.1328
2453.95 | 0 |  |  | 0 | -5.1328
22854.8 | 0 |  |  | 0 | -5.1328
5844.04 | 0 |  |  | 0 | -5.1328
3405.82 | 0 |  |  | 0 | -5.1328
13670.8 | 0 |  |  | 0 | -5.1328
17930.6 | 0 |  |  | 0 | -5.1328
16046.4 | 0 |  |  | 0 | -5.1328
29273 | 0 |  |  | 0 | -5.1328
27212.6 | 0 |  |  | 0 | -5.1328
27970.6 | 0 |  |  | 0 | -5.1328
28473.2 | 0 |  |  | 0 | -5.1328
32039.7 | 0.049756 |  |  | 0 | 22.3366
26929.6 | 0.22835 |  |  | 0 | 1508.97
20670.6 | 0.1892 |  |  | 0 | 7424.82
18949.5 | 0.14701 |  |  | 0 | 11103.3
18809.5 | 0.10197 |  |  | 0 | 3559.58
19078.2 | 0.51898 |  |  | 0 | 5655.88
19318.8 | 0.57469 |  |  | 0 | 4311.21
21048.6 | 0.10122 |  |  | 0 | 5426.5
19484.1 | 0.012975 |  |  | 0 | 5918.31
17389.2 | 0 |  |  | 0 | 236.451
18787.8 | 0 |  |  | 0 | -5.1328
13532.5 | 0 |  |  | 0 | -5.1328
9163.44 | 0 |  |  | 0 | -5.1328
7085.71 | 0 |  |  | 0 | -5.1328
6895.91 | 0 |  |  | 642.796 | -5.1328
5471.96 | 0 |  |  | 1015.08 | -5.1328
5826.96 | 0 |  |  | 1082.44 | -5.1328
5257.39 | 0 |  |  | 794.75 | -5.1328
4829.86 | 0 |  |  | 1842.24 | -5.1328
4203.22 | 0 |  |  | 2659.3 | -5.1328
3878.92 | 0 |  |  | 2049.4 | -5.1328
3521.61 | 0 |  |  | 1466.25 | -5.1328
3297.67 | 0 |  |  | 457.409 | -5.1328
2548.66 | 0 |  |  | 0 | -5.1328
2216.04 | 0.24522 |  |  | 4213.35 | 5799.02
1890.05 | 1.7919 |  |  | 4890.63 | 10781.2
1579.01 | 2.7506 |  |  | 1199.69 | 13996.6
1266.11 | 3.3128 |  |  | 0 | 15591.8
1441.6 | 3.479 |  |  | 2102.12 | 16217.1
2143.04 | 3.259 |  |  | 2464.46 | 15651.6
3015.43 | 2.6443 |  |  | 4014.18 | 13895.3
4299.27 | 1.6621 |  |  | 5257.55 | 10846.2
4846.71 | 0.33636 |  |  | 4812.36 | 6377.91
4186.59 | 0 |  |  | 5264.63 | 492.171
4875.76 | 0 |  |  | 2785.16 | -5.1328
5529.2 | 0 |  |  | 21.3388 | -5.1328
10135.1 | 0 |  |  | 520.433 | -5.1328
3623.77 | 0 |  |  | 127.369 | -5.1328
3840.72 | 0 |  |  | 2804.41 | -5.1328
4808.36 | 0 |  |  | 0 | -5.1328
4345.66 | 0 |  |  | 0 | -5.1328
3517.57 | 0 |  |  | 924.943 | -5.1328
4047.79 | 0 |  |  | 1344.21 | -5.1328
2754.21 | 0 |  |  | 1968.85 | -5.1328
2470.53 | 0 |  |  | 4533.91 | -5.1328
1534.73 | 0 |  |  | 2727.32 | -5.1328
1181.23 | 0 |  |  | 16123.8 | -5.1328
1084.27 | 0 |  |  | 11431.5 | -5.1328
934.544 | 0.22284 |  |  | 0 | 1608.64
415.106 | 1.0456 |  |  | 0 | 5119.2
371.109 | 2.7685 |  |  | 0 | 13293.5
895.375 | 3.317 |  |  | 720.421 | 10824
1217.51 | 3.4712 |  |  | 0 | 12634
501.825 | 3.2463 |  |  | 0 | 13515
516.191 | 2.6368 |  |  | 0 | 8562.15
886.494 | 1.6621 |  |  | 0 | 1755.08
1500.49 | 0.34619 |  |  | 0 | 289.186
2094.68 | 0 |  |  | 595.061 | -5.1328
4733.54 | 0 |  |  | 0 | -5.1328
6815.84 | 0 |  |  | 0 | -5.1328
12119.5 | 0 |  |  | 3254.52 | -5.1328
12087 | 0 |  |  | 3103.1 | -5.1328
7860.85 | 0 |  |  | 0 | -5.1328
6253.14 | 0 |  |  | 0 | -5.1328
6741.73 | 0 |  |  | 0 | -5.1328
9014.51 | 0 |  |  | 0 | -5.1328
7674.88 | 0 |  |  | 1176.17 | -5.1328
4975.19 | 0 |  |  | 0 | -5.1328
5542.68 | 0 |  |  | 0 | -5.1328
5494.13 | 0 |  |  | 0 | -5.1328
6676.93 | 0 |  |  | 0 | -5.1328
7988.19 | 0 |  |  | 0 | -5.1328
10414.6 | 0.52541 |  |  | 0 | 35.7105
11689.4 | 1.8291 |  |  | 0 | 1763.76
9013.02 | 2.7545 |  |  | 0 | 1380.85
8813.63 | 3.296 |  |  | 0 | 3414.38
11665.5 | 3.4402 |  |  | 0 | 1075.07
12463.8 | 3.2181 |  |  | 0 | 4677.64
17129.9 | 2.6139 |  |  | 0 | 2799.9
21752.3 | 1.6597 |  |  | 0 | 2022.67
28772.5 | 0.3581 |  |  | 0 | 385.174
35788.5 | 0 |  |  | 0 | -5.1328
38342.4 | 0 |  |  | 0 | -5.1328
39185.7 | 0 |  |  | 0 | -5.1328
39089 | 0 |  |  | 0 | -5.1328
39339.7 | 0 |  |  | 0 | -5.1328
39116 | 0 |  |  | 39.107 | -5.1328
37493.5 | 0 |  |  | 324.562 | -5.1328
37401 | 0 |  |  | 0 | -5.1328
37402.5 | 0 |  |  | 0 | -5.1328
34594.3 | 0 |  |  | 0 | -5.1328
30239.1 | 0 |  |  | 0 | -5.1328
30984 | 0 |  |  | 0 | -5.1328
34554 | 0 |  |  | 0 | -5.1328
38421.2 | 0 |  |  | 0 | -5.1328
34762.1 | 0 |  |  | 0 | -5.1328
34061.3 | 0.26655 |  |  | 0 | 946.377
21979.8 | 1.2643 |  |  | 0 | 9395.02
12138.8 | 2.7573 |  |  | 0 | 12775.6
12664.8 | 3.2799 |  |  | 0 | 9487.63
13233.6 | 3.4319 |  |  | 0 | 11613.9
20820.4 | 3.2214 |  |  | 0 | 10134.7
12230.9 | 2.626 |  |  | 0 | 7906.88
18422.4 | 1.6832 |  |  | 108.603 | 9919.35
21450.8 | 0.37037 |  |  | 316.16 | 5497.09
21287.7 | 0 |  |  | 0 | 268.606
18076.2 | 0 |  |  | 0 | -5.1328
19429.7 | 0 |  |  | 6233.46 | -5.1328
13769.6 | 0 |  |  | 0 | -5.1328
6590.37 | 0 |  |  | 0 | -5.1328
4320.15 | 0 |  |  | 0 | -5.1328
2034 | 0 |  |  | 0 | -5.1328
1261.14 | 0 |  |  | 0 | -5.1328
892.702 | 0 |  |  | 0 | -5.1328
863.001 | 0 |  |  | 2279.06 | -5.1328
900.843 | 0 |  |  | 3589.37 | -5.1328
0 | 0 |  |  | 5219.44 | -5.1328
0 | 0 |  |  | 7513.38 | -5.1328
0 | 0 |  |  | 2649.46 | -5.1328
26.5334 | 0 |  |  | 1659.16 | -5.1328
0 | 0.58866 |  |  | 792.953 | 4894.89
0 | 1.8771 |  |  | 0 | 9780.64
0 | 2.7778 |  |  | 0 | 13184
0 | 3.268 |  |  | 0 | 14855.5
0 | 3.4074 |  |  | 0 | 15512.1
1291.55 | 3.2107 |  |  | 0 | 14948.2
1730.27 | 2.6407 |  |  | 0 | 13035.1
2006.09 | 1.6966 |  |  | 0 | 10197.6
1523.01 | 0.39348 |  |  | 0 | 5828.21
632.068 | 0 |  |  | 0 | 352.156
0 | 0 |  |  | 0 | -5.1328
0 | 0 |  |  | 0 | -5.1328
0 | 0 |  |  | 0 | -5.1328
0 | 0 |  |  | 0 | -5.1328
0 | 0 |  |  | 173.878 | -5.1328
0 | 0 |  |  | 6851.15 | -5.1328
861.157 | 0 |  |  | 25363.2 | -5.1328
2785.31 | 0 |  |  | 30343.7 | -5.1328
5556.39 | 0 |  |  | 15345.4 | -5.1328
10984.9 | 0 |  |  | 31245.8 | -5.1328
9320.09 | 0 |  |  | 28427.9 | -5.1328
14593.9 | 0 |  |  | 18461.1 | -5.1328
12713.6 | 0 |  |  | 27009.9 | -5.1328
11072.4 | 0 |  |  | 26287.9 | -5.1328
10568.7 | 0.029624 |  |  | 16758.5 | 4992.12
5069.1 | 0.10527 |  |  | 767.551 | 9829.37
1730.41 | 0.16854 |  |  | 1600.33 | 13038
943.662 | 0.33595 |  |  | 2111.27 | 14520.1
0 | 0.50837 |  |  | 2139.53 | 15182.7
0 | 0.11102 |  |  | 1562.32 | 14688.6
0 | 0.14794 |  |  | 258.757 | 13175.3
0 | 0.16623 |  |  | 0 | 10248.2
885.864 | 0.026259 |  |  | 0 | 5989.43
2977.73 | 0 |  |  | 626.763 | 445.263
7200.32 | 0 |  |  | 3499.07 | -5.1328
19928.3 | 0 |  |  | 2839.81 | -5.1328
16061.1 | 0 |  |  | 1413.81 | -5.1328
12387.7 | 0 |  |  | 0 | -5.1328
5475.16 | 0 |  |  | 0 | -5.1328
2430.11 | 0 |  |  | 656.567 | -5.1328
1952.42 | 0 |  |  | 0 | -5.1328
1221.83 | 0 |  |  | 1701.79 | -5.1328
952.263 | 0 |  |  | 3485.2 | -5.1328
1538.35 | 0 |  |  | 0 | -5.1328
6164.85 | 0 |  |  | 0 | -5.1328
21557.8 | 0 |  |  | 0 | -5.1328
29179 | 0 |  |  | 0 | -5.1328
19412.1 | 0 |  |  | 0 | -5.1328
22516 | 0.085881 |  |  | 0 | 4809.43
27791.4 | 0.89172 |  |  | 0 | 9708.35
24878.4 | 0.8684 |  |  | 0 | 12954.1
38446 | 1.1596 |  |  | 0 | 14517.7
39571.6 | 0.93659 |  |  | 1997.42 | 15009
39680.2 | 0.71901 |  |  | 3578.61 | 14362.3
39510.8 | 0.57826 |  |  | 4075.72 | 13029.3
40053.4 | 0.087735 |  |  | 5711.59 | 10407.2
40039.2 | 0.014124 |  |  | 6534.95 | 6325.1
39790.7 | 0 |  |  | 16726.3 | 724.267
39817.8 | 0 |  |  | 14609.6 | -5.1328
38567.8 | 0 |  |  | 2482.77 | -5.1328
38676.7 | 0 |  |  | 0 | -5.1328
38342.7 | 0 |  |  | 0 | -5.1328
32695.1 | 0 |  |  | 0 | -5.1328
29523.2 | 0 |  |  | 0 | -5.1328
20278.8 | 0 |  |  | 377.39 | -5.1328
14954.5 | 0 |  |  | 0 | -5.1328
10521.9 | 0 |  |  | 0 | -5.1328
7293.88 | 0 |  |  | 0 | -5.1328
11024.8 | 0 |  |  | 3713.97 | -5.1328
5549.2 | 0 |  |  | 4841.52 | -5.1328
3255.47 | 0 |  |  | 3960.03 | -5.1328
3414.76 | 0 |  |  | 735.102 | -5.1328
3910.11 | 0.026683 |  |  | 618.308 | 5012.32
2586.13 | 0.14125 |  |  | 14345.7 | 9839.87
2197.56 | 0.19193 |  |  | 35215.2 | 13002.7
2899.77 | 0.95433 |  |  | 39209.4 | 14523.3
4619.65 | 0.36343 |  |  | 39470.2 | 15235.1
9358.92 | 1.2915 |  |  | 38994.9 | 14795.7
14748.6 | 2.3441 |  |  | 34640.8 | 13423.2
18640.7 | 1.4956 |  |  | 31389.1 | 10461.3
18449.4 | 0.385 |  |  | 36882.2 | 6217.35
23297.7 | 0 |  |  | 36782.2 | 756.63
33198.8 | 0 |  |  | 7067.88 | -5.1328
30347.5 | 0 |  |  | 5755.29 | -5.1328
36859.3 | 0 |  |  | 27371.3 | -5.1328
23999.5 | 0 |  |  | 38290.8 | -5.1328
19997.8 | 0 |  |  | 39031.8 | -5.1328
14134.7 | 0 |  |  | 25660.1 | -5.1328
10288.1 | 0 |  |  | 20644.7 | -5.1328
6892.5 | 0 |  |  | 23049.2 | -5.1328
14238.2 | 0 |  |  | 25758.8 | -5.1328
11503.3 | 0 |  |  | 10071.3 | -5.1328
14269 | 0 |  |  | 0 | -5.1328
12490.4 | 0 |  |  | 0 | -5.1328
14277.9 | 0 |  |  | 0 | -5.1328
14945.9 | 0 |  |  | 0 | -5.1328
14079.8 | 0.040975 |  |  | 0 | 1297.23
10787.6 | 0.31866 |  |  | 0 | 3526.07
11132.6 | 1.0119 |  |  | 0 | 6380.53
17089.2 | 0.72705 |  |  | 0 | 3657.77
18421.5 | 0.85255 |  |  | 0 | 3682.87
13102.3 | 0.69173 |  |  | 10401.8 | 2907.46
14533.7 | 0.67719 |  |  | 24672.4 | 9610.09
15727.6 | 0.31674 |  |  | 18541.9 | 10147.5
15455.7 | 0.058195 |  |  | 8907.33 | 5493.76
15403.1 | 0 |  |  | 4749.93 | 136.379
13768.9 | 0 |  |  | 33063.1 | -5.1328
18893.4 | 0 |  |  | 39198.2 | -5.1328
14936.9 | 0 |  |  | 39455.6 | -5.1328
10702.3 | 0 |  |  | 26401.9 | -5.1328
7852.31 | 0 |  |  | 24414.2 | -5.1328
6810.7 | 0 |  |  | 26650.6 | -5.1328
6695.79 | 0 |  |  | 2403.08 | -5.1328
4961.72 | 0 |  |  | 143.797 | -5.1328
3692.02 | 0 |  |  | 0 | -5.1328
3157.84 | 0 |  |  | 0 | -5.1328
2945.51 | 0 |  |  | 0 | -5.1328
2455.85 | 0 |  |  | 0 | -5.1328
2011.61 | 0 |  |  | 0 | -5.1328
1562.13 | 0 |  |  | 5313.69 | -5.1328
593.557 | 0.48356 |  |  | 25638 | 5264.97
0 | 1.6462 |  |  | 15835.3 | 5928.67
0 | 2.5937 |  |  | 30491.5 | 8308.15
0 | 3.1758 |  |  | 17048.7 | 8157.52
660.11 | 3.3486 |  |  | 17279.8 | 11505.4
734.646 | 3.1644 |  |  | 20890.5 | 8431.92
690.133 | 2.6146 |  |  | 22366.4 | 6906.72
1109.33 | 1.7248 |  |  | 20456.3 | 2457.79
1237.79 | 0.53918 |  |  | 24660.7 | 2813.16
1063.49 | 0 |  |  | 17242.4 | 76.8631
1799.1 | 0 |  |  | 16787.5 | -5.1328
2813.38 | 0 |  |  | 12560.3 | -5.1328
5845.95 | 0 |  |  | 5619.86 | -5.1328
4687.25 | 0 |  |  | 11355.9 | -5.1328
5177.52 | 0 |  |  | 2919.42 | -5.1328
5301.16 | 0 |  |  | 1196.31 | -5.1328
6185.85 | 0 |  |  | 509.424 | -5.1328
5819.55 | 0 |  |  | 1702.4 | -5.1328
4081.51 | 0 |  |  | 5290.9 | -5.1328
3738.44 | 0 |  |  | 4930.82 | -5.1328
3654.88 | 0 |  |  | 1812.3 | -5.1328
4128.5 | 0 |  |  | 1778.88 | -5.1328
6977.83 | 0 |  |  | 2459.39 | -5.1328
19532.8 | 0 |  |  | 2649.84 | -5.1328
13935.7 | 0.53694 |  |  | 8495.75 | 2367.05
24260.7 | 1.6674 |  |  | 6427.34 | 9839.75
32639.9 | 0.48641 |  |  | 7049.69 | 8510.36
32874.5 | 1.3909 |  |  | 5211.92 | 6150.6
30030.5 | 2.1051 |  |  | 6221.28 | 6859.06
32182.9 | 1.8794 |  |  | 5862.06 | 7509.48
32535.7 | 1.6003 |  |  | 9350.38 | 8800
37948.7 | 0.74607 |  |  | 12068 | 2022.24
35430 | 0.18648 |  |  | 11826.6 | 1113.32
36590.8 | 0 |  |  | 26268.8 | 78.1401
29971.7 | 0 |  |  | 17314.8 | -5.1328
28246.8 | 0 |  |  | 2751.43 | -5.1328
22737.7 | 0 |  |  | 0 | -5.1328
21402.1 | 0 |  |  | 0 | -5.1328
10339.9 | 0 |  |  | 0 | -5.1328
11647.8 | 0 |  |  | 0 | -5.1328
5125.12 | 0 |  |  | 0 | -5.1328
421.145 | 0 |  |  | 0 | -5.1328
781.576 | 0 |  |  | 0 | -5.1328
0 | 0 |  |  | 0 | -5.1328
0 | 0 |  |  | 277.835 | -5.1328
0 | 0 |  |  | 13142.2 | -5.1328
0 | 0 |  |  | 38013.5 | -5.1328
0 | 0 |  |  | 39622.6 | -5.1328
0 | 0.61066 |  |  | 18496.2 | 5097.84
0 | 0.84658 |  |  | 40053.4 | 10152.6
72.7868 | 2.4937 |  |  | 26793 | 13812.7
879.499 | 0.75333 |  |  | 32081.3 | 15786.7
4630.31 | 0.99339 |  |  | 33453.2 | 16658.7
5621.45 | 2.9221 |  |  | 12036.2 | 16211.6
5364.08 | 2.0058 |  |  | 16345.3 | 14434.8
7032.4 | 0.42633 |  |  | 13274.5 | 11280.9
8225.92 | 0.10247 |  |  | 17455.2 | 6745.84
9096.15 | 0 |  |  | 8817.71 | 973.104
10484.2 | 0 |  |  | 16558.5 | -5.1328
11827.6 | 0 |  |  | 16137.4 | -5.1328
17121 | 0 |  |  | 6837.7 | -5.1328
23762.1 | 0 |  |  | 1134.41 | -5.1328
28812.7 | 0 |  |  | 1061.57 | -5.1328
30950.8 | 0 |  |  | 0 | -5.1328
29319.7 | 0 |  |  | 0 | -5.1328
28032.4 | 0 |  |  | 0 | -5.1328
30510.9 | 0 |  |  | 0 | -5.1328
27721.6 | 0 |  |  | 0 | -5.1328
23139.2 | 0 |  |  | 0 | -5.1328
21563.7 | 0 |  |  | 0 | -5.1328
27950.1 | 0 |  |  | 0 | -5.1328
29028.6 | 0 |  |  | 0 | -5.1328
29566.4 | 0.54332 |  |  | 571.698 | 5473.38
35529.5 | 1.6268 |  |  | 4504.35 | 10498.6
28786.9 | 0.98781 |  |  | 6058.2 | 14098.1
25829.2 | 2.9818 |  |  | 6760.23 | 16122.1
24439.4 | 3.2043 |  |  | 7428.44 | 16770.6
20574.9 | 3.0574 |  |  | 6540.9 | 16446.6
17932 | 2.524 |  |  | 7008.3 | 14596.7
15319.9 | 1.6679 |  |  | 6297.8 | 11496.8
14782.2 | 0.56993 |  |  | 4471.61 | 6963.61
10395.8 | 0 |  |  | 1915.65 | 1125.69
16432.3 | 0 |  |  | 0 | -5.1328
16580.2 | 0 |  |  | 57.0677 | -5.1328
14634.4 | 0 |  |  | 0 | -5.1328
8775.62 | 0 |  |  | 0 | -5.1328
3637.07 | 0 |  |  | 0 | -5.1328
857.313 | 0 |  |  | 8784.05 | -5.1328
101.275 | 0 |  |  | 27943.7 | -5.1328
0 | 0 |  |  | 27350.1 | -5.1328
0 | 0 |  |  | 18026.4 | -5.1328
0 | 0 |  |  | 2561.81 | -5.1328
0 | 0 |  |  | 6870.92 | -5.1328
0 | 0 |  |  | 2594.51 | -5.1328
0 | 0 |  |  | 6114.64 | -5.1328
1142.54 | 0 |  |  | 16184.7 | -5.1328
3539.61 | 0.2932 |  |  | 6963.55 | 5237.92
2921.54 | 0.87425 |  |  | 1053.61 | 10101.6
606.282 | 1.3316 |  |  | 4400.67 | 13212.2
2751.07 | 3.2847 |  |  | 5681.71 | 14760.4
4554.78 | 3.4476 |  |  | 8790.01 | 15444.6
7517.56 | 3.2637 |  |  | 10259.8 | 15040.8
8363.8 | 2.7341 |  |  | 11899.3 | 13605.2
6948.07 | 1.8488 |  |  | 13432.6 | 10843
6809.19 | 0.68626 |  |  | 13998.3 | 6704.41
11383.4 | 0 |  |  | 31017.6 | 1034.49
13190.7 | 0 |  |  | 36611.4 | -5.1328
10542.1 | 0 |  |  | 4958.03 | -5.1328
8275.75 | 0 |  |  | 24833.5 | -5.1328
11093.8 | 0 |  |  | 25249.4 | -5.1328
20397.4 | 0 |  |  | 2718.08 | -5.1328
31866.9 | 0 |  |  | 978.227 | -5.1328
33927.3 | 0 |  |  | 0 | -5.1328
36489.9 | 0 |  |  | 3239.58 | -5.1328
36510.4 | 0 |  |  | 0 | -5.1328
36000.3 | 0 |  |  | 0 | -5.1328
36991.4 | 0 |  |  | 0 | -5.1328
37287.7 | 0 |  |  | 0 | -5.1328
36208.1 | 0 |  |  | 0 | -5.1328
35920.8 | 0 |  |  | 0 | -5.1328
31456.7 | 0.076108 |  |  | 0 | 1431.42
21331.8 | 0.27032 |  |  | 0 | 6723.9
14544.5 | 0.43189 |  |  | 0 | 7014.2
6538.29 | 0.5519 |  |  | 0 | 8364.61
3048.44 | 0.96621 |  |  | 0 | 6306.54
3321.85 | 0.85665 |  |  | 0 | 8366.64
3103.09 | 0.31867 |  |  | 1075.05 | 9017.46
5127.25 | 0.22406 |  |  | 1273.07 | 5621.96
10026.3 | 0.61141 |  |  | 2314.52 | 1468.06
25406.7 | 0 |  |  | 6290.62 | 85.86
25466.2 | 0 |  |  | 4826.53 | -5.1328
18068.9 | 0 |  |  | 2066.51 | -5.1328
14843.2 | 0 |  |  | 1581.14 | -5.1328
11777.1 | 0 |  |  | 924.27 | -5.1328
9232.05 | 0 |  |  | 0 | -5.1328
6876.46 | 0 |  |  | 0 | -5.1328
6152.44 | 0 |  |  | 51.8448 | -5.1328
1807.7 | 0 |  |  | 95.0047 | -5.1328
1222.15 | 0 |  |  | 632.585 | -5.1328
0 | 0 |  |  | 1736.64 | -5.1328
0 | 0 |  |  | 0 | -5.1328
0 | 0 |  |  | 0 | -5.1328
0 | 0 |  |  | 264.639 | -5.1328
0 | 0 |  |  | 969.899 | -5.1328
741.33 | 0.07806 |  |  | 3232.24 | 5459.1
1846.92 | 0.14031 |  |  | 0 | 10525.3
4480.56 | 0.75071 |  |  | 0 | 13944.7
6361.81 | 0.32346 |  |  | 0 | 15890.1
5895.68 | 0.82259 |  |  | 0 | 16735.1
2982.48 | 0.27043 |  |  | 644.4 | 16281.2
3081.91 | 0.57471 |  |  | 1095.63 | 14542.9
8107.45 | 0.65696 |  |  | 3619.21 | 11473.9
10000.1 | 0.17796 |  |  | 5625.01 | 7112.34
11072 | 0 |  |  | 12966.7 | 1381.75
15850.6 | 0 |  |  | 1063.25 | -5.1328
14857.8 | 0 |  |  | 0 | -5.1328
8807.78 | 0 |  |  | 0 | -5.1328
6370.81 | 0 |  |  | 0 | -5.1328
5461.53 | 0 |  |  | 0 | -5.1328
1933.65 | 0 |  |  | 0 | -5.1328
0 | 0 |  |  | 0 | -5.1328
0 | 0 |  |  | 3517.36 | -5.1328
0 | 0 |  |  | 1416.04 | -5.1328
0 | 0 |  |  | 0 | -5.1328
1023.76 | 0 |  |  | 0 | -5.1328
3264.36 | 0 |  |  | 0 | -5.1328
9145.98 | 0 |  |  | 0 | -5.1328
11390.4 | 0 |  |  | 0 | -5.1328
12943.6 | 0.56277 |  |  | 0 | 5412.09
13305.8 | 1.5925 |  |  | 0 | 10438.4
7777.13 | 2.4393 |  |  | 0 | 13708
5117.65 | 0.72333 |  |  | 0 | 15539.8
7211.09 | 0.77803 |  |  | 0 | 16362.5
7945.13 | 0.75248 |  |  | 644.853 | 15902.9
9957.04 | 0.35771 |  |  | 0 | 14195.3
9918.91 | 1.6586 |  |  | 2958.49 | 11205.4
10484.8 | 0.60013 |  |  | 3140.77 | 7017.26
20539.9 | 0 |  |  | 2705.42 | 1407.25
25317 | 0 |  |  | 5692.65 | -5.1328
28035.9 | 0 |  |  | 4197.75 | -5.1328
26871.2 | 0 |  |  | 2305.25 | -5.1328
25275.1 | 0 |  |  | 922.846 | -5.1328
21102.8 | 0 |  |  | 995.881 | -5.1328
31873.9 | 0 |  |  | 532.875 | -5.1328
26302.5 | 0 |  |  | 0 | -5.1328
24093.1 | 0 |  |  | 0 | -5.1328
26446.5 | 0 |  |  | 16757.2 | -5.1328
22371 | 0 |  |  | 20979.8 | -5.1328
21256.2 | 0 |  |  | 35769.4 | -5.1328
22180.4 | 0 |  |  | 27015.4 | -5.1328
23613.1 | 0 |  |  | 13457.3 | -5.1328
17213.7 | 0 |  |  | 6861.3 | -5.1328
15350.6 | 0.66405 |  |  | 39127.4 | 5373.22
12745.8 | 1.7605 |  |  | 4209.69 | 10177.7
9097.36 | 0.47342 |  |  | 18716.8 | 13069.2
9347.02 | 0.58393 |  |  | 28254.5 | 14870.8
12310 | 0.61818 |  |  | 36805.4 | 15482.8
17566.4 | 0.40623 |  |  | 39953.2 | 14909.8
20009.3 | 0.18986 |  |  | 31867.2 | 13658.8
22168.7 | 0.72023 |  |  | 31902.6 | 11221.7
21025.9 | 0.046939 |  |  | 29704 | 7031.95
24791.5 | 0 |  |  | 30147.2 | 1517.2
22038.2 | 0 |  |  | 31129.9 | -5.1328
16589 | 0 |  |  | 37637.1 | -5.1328
14631.7 | 0 |  |  | 39901 | -5.1328
22285.8 | 0 |  |  | 15510.1 | -5.1328
23027.7 | 0 |  |  | 14278 | -5.1328
18873.8 | 0 |  |  | 843.182 | -5.1328
18677.1 | 0 |  |  | 36107.5 | -5.1328
19347.5 | 0 |  |  | 2083.86 | -5.1328
19138.7 | 0 |  |  | 28343.8 | -5.1328
21434.6 | 0 |  |  | 13095.6 | -5.1328
24288.8 | 0 |  |  | 36756.2 | -5.1328
25914.2 | 0 |  |  | 1134.22 | -5.1328
25701.2 | 0 |  |  | 30115.9 | -5.1328
27559.3 | 0 |  |  | 39358.1 | -5.1328
28255.7 | 0.60002 |  |  | 39347 | 1015.73
29832.8 | 1.6267 |  |  | 34645.4 | 9750.62
31341.9 | 0.37921 |  |  | 40053.4 | 5192.18
31276.1 | 0.4732 |  |  | 40053.4 | 15090.3
29488 | 0.53517 |  |  | 37582.3 | 15630.4
30861.9 | 0.52904 |  |  | 35345 | 15306.1
30421.8 | 0.46318 |  |  | 29801.4 | 13902.6
34162.9 | 1.7119 |  |  | 38456.3 | 11082.1
36444 | 0.6738 |  |  | 39005.4 | 6909.14
34267.2 | 0 |  |  | 36050.2 | 969.263
35597.9 | 0 |  |  | 34147.8 | -5.1328
30237.6 | 0 |  |  | 11828.5 | -5.1328
27609.5 | 0 |  |  | 693.518 | -5.1328
19648.8 | 0 |  |  | 9328.5 | -5.1328
13672.2 | 0 |  |  | 0 | -5.1328
8292.71 | 0 |  |  | 0 | -5.1328
6247.02 | 0 |  |  | 20867 | -5.1328
4876.4 | 0 |  |  | 0 | -5.1328
2216.4 | 0 |  |  | 0 | -5.1328
634.258 | 0 |  |  | 10233.4 | -5.1328
88.1366 | 0 |  |  | 19805.9 | -5.1328
452.996 | 0 |  |  | 15739.6 | -5.1328
0 | 0 |  |  | 32679.9 | -5.1328
140.09 | 0 |  |  | 4309.44 | -5.1328
88.6873 | 0.063324 |  |  | 16907.7 | 6053.87
0 | 0.13486 |  |  | 20050.2 | 11137.2
0 | 0.20788 |  |  | 29876.8 | 14727.4
0 | 0.37593 |  |  | 34868.8 | 16719
0 | 0.40568 |  |  | 32621.9 | 16770.6
0 | 0.46222 |  |  | 35509.1 | 16770.6
0 | 0.37178 |  |  | 36107.5 | 15242.7
630.151 | 0.29905 |  |  | 36533.6 | 12092.3
934.539 | 0.14679 |  |  | 23772.7 | 7695.4
69.8066 | 0 |  |  | 0 | 2023.7
0 | 0 |  |  | 22483.7 | -5.1328
0 | 0 |  |  | 25549.6 | -5.1328
0 | 0 |  |  | 9208.03 | -5.1328
0 | 0 |  |  | 1773.07 | -5.1328
0 | 0 |  |  | 11331.2 | -5.1328
0 | 0 |  |  | 4353.31 | -5.1328
0 | 0 |  |  | 11330.3 | -5.1328
0 | 0 |  |  | 1283.3 | -5.1328
212.089 | 0 |  |  | 0 | -5.1328
174.237 | 0 |  |  | 0 | -5.1328
0 | 0 |  |  | 0 | -5.1328
0 | 0 |  |  | 0 | -5.1328
0 | 0 |  |  | 0 | -5.1328
0 | 0 |  |  | 0 | -5.1328
0 | 0.68881 |  |  | 0 | 5614.48
0 | 0.23401 |  |  | 0 | 10545.6
0 | 0.26814 |  |  | 0 | 13793.5
0 | 0.20951 |  |  | 2520.37 | 15521.1
0 | 0.54291 |  |  | 4038.96 | 16247.1
302.055 | 0.76996 |  |  | 6601.61 | 15905.2
1057.03 | 0.79448 |  |  | 5229.69 | 14383.8
1576.93 | 1.7736 |  |  | 3639.61 | 11500.3
1807.45 | 0.70506 |  |  | 5800.94 | 7228.98
1586.14 | 0 |  |  | 2101.93 | 1931.26
1152.51 | 0 |  |  | 5445.19 | -5.1328
515.623 | 0 |  |  | 9855.7 | -5.1328
1522.36 | 0 |  |  | 3763.08 | -5.1328
4700.58 | 0 |  |  | 2257.94 | -5.1328
5376.79 | 0 |  |  | 2144.62 | -5.1328
9791.19 | 0 |  |  | 8458.69 | -5.1328
13599.8 | 0 |  |  | 9729.44 | -5.1328
23174.2 | 0 |  |  | 2450.67 | -5.1328
24098.6 | 0 |  |  | 3757.26 | -5.1328
21437.6 | 0 |  |  | 3919.79 | -5.1328
25337.6 | 0 |  |  | 19509.4 | -5.1328
18166.4 | 0 |  |  | 2096.92 | -5.1328
20257.2 | 0 |  |  | 264.701 | -5.1328
23203.5 | 0 |  |  | 0 | -5.1328
20301.7 | 0.7673 |  |  | 0 | 5589.3
12720.8 | 0.72112 |  |  | 0 | 10416.9
3897.02 | 2.8786 |  |  | 3085.63 | 13633.9
2716.34 | 1.8879 |  |  | 5124.74 | 12112.7
1158.93 | 2.1233 |  |  | 13210.6 | 16298.8
340.327 | 3.4741 |  |  | 8715.33 | 15861.3
27.9101 | 2.944 |  |  | 24895.7 | 14216.2
447.184 | 2.042 |  |  | 37046.2 | 8633.96
0 | 0.86787 |  |  | 29147.3 | 5930.73
0 | 0 |  |  | 27934.6 | 2049.56
0 | 0 |  |  | 37805.4 | -5.1328
0 | 0 |  |  | 40053.4 | -5.1328
0 | 0 |  |  | 20347.6 | -5.1328
262.601 | 0 |  |  | 215.095 | -5.1328
878.693 | 0 |  |  | 8323.72 | -5.1328
89.5475 | 0 |  |  | 936.718 | -5.1328
468.796 | 0 |  |  | 169.404 | -5.1328
208.183 | 0 |  |  | 1146.77 | -5.1328
0 | 0 |  |  | 321.81 | -5.1328
0 | 0 |  |  | 0 | -5.1328
0 | 0 |  |  | 0 | -5.1328
0 | 0 |  |  | 518.312 | -5.1328
0 | 0 |  |  | 0 | -5.1328
0 | 0 |  |  | 0 | -5.1328
0 | 0.3184 |  |  | 568.796 | 5677.89
0 | 2.024 |  |  | 2027.09 | 10401.7
0 | 2.9123 |  |  | 5350.74 | 13547.3
0 | 3.4478 |  |  | 2225.77 | 15281.4
269.817 | 3.6151 |  |  | 678.217 | 15993.4
990.616 | 3.4499 |  |  | 2512.4 | 15523.9
1535.27 | 2.9295 |  |  | 702.516 | 14006.9
3673.49 | 2.0628 |  |  | 2971.96 | 11202.3
5890.69 | 0.91454 |  |  | 4107.58 | 7255.56
6993.05 | 0 |  |  | 17794.2 | 2216.65
9771.02 | 0 |  |  | 10586.1 | -5.1328
19470.2 | 0 |  |  | 25591.6 | -5.1328
23234.5 | 0 |  |  | 13047.3 | -5.1328
25056.7 | 0 |  |  | 6650.01 | -5.1328
30094.5 | 0 |  |  | 9924.91 | -5.1328
29275.9 | 0 |  |  | 12261.8 | -5.1328
27052.5 | 0 |  |  | 11775.7 | -5.1328
26584.2 | 0 |  |  | 3257.71 | -5.1328
24786.4 | 0 |  |  | 3637.48 | -5.1328
17991.4 | 0 |  |  | 5149.07 | -5.1328
20398.6 | 0 |  |  | 4429.48 | -5.1328
18555.3 | 0 |  |  | 3968.89 | -5.1328
28782.4 | 0 |  |  | 3521.56 | -5.1328
25735 | 0 |  |  | 1171.08 | -5.1328
26031.3 | 0.97855 |  |  | 1159.15 | 5646.93
16529.2 | 2.1579 |  |  | 2161.33 | 10157.6
13775.4 | 3.0238 |  |  | 16646.8 | 13232.9
11952.8 | 3.5366 |  |  | 23597.8 | 14957.6
11151.5 | 3.6918 |  |  | 25203 | 15736.1
6132.81 | 3.5156 |  |  | 25086.1 | 15431.8
4727.34 | 2.9879 |  |  | 16814.5 | 13944.7
3224.52 | 2.1347 |  |  | 18488.2 | 11206
1935.99 | 0.96969 |  |  | 17698.5 | 7384.82
2245.93 | 0 |  |  | 15635.2 | 2251.56
668.003 | 0 |  |  | 8686.63 | -5.1328
0 | 0 |  |  | 11716.7 | -5.1328
0 | 0 |  |  | 4969.64 | -5.1328
0 | 0 |  |  | 7095.27 | -5.1328
0 | 0 |  |  | 5241.37 | -5.1328
0 | 0 |  |  | 2888.61 | -5.1328
0 | 0 |  |  | 3424.77 | -5.1328
0 | 0 |  |  | 1631.99 | -5.1328
634.446 | 0 |  |  | 0 | -5.1328
1477.85 | 0 |  |  | 7477.19 | -5.1328
0 | 0 |  |  | 9723.31 | -5.1328
0 | 0 |  |  | 806.258 | -5.1328
630.85 | 0 |  |  | 19017.1 | -5.1328
1522.36 | 0 |  |  | 11074 | 40.9774
1909.05 | 0.35099 |  |  | 5458.28 | 5485.79
0 | 2.1028 |  |  | 5122.21 | 10200.7
0 | 2.9591 |  |  | 1077.34 | 9570.95
1627.11 | 3.4614 |  |  | 970.022 | 15332.9
1331.82 | 3.6077 |  |  | 768.953 | 16160.9
2276.54 | 3.4094 |  |  | 2913.72 | 13453.4
4149.85 | 2.8769 |  |  | 4141.11 | 14200.5
2979.47 | 2.0358 |  |  | 7351.35 | 9689.16
4416.53 | 0.91095 |  |  | 5279.39 | 5551.61
9030.69 | 0 |  |  | 920.987 | 1421.57
11096.8 | 0 |  |  | 1090.46 | -5.1328
10863.8 | 0 |  |  | 0 | -5.1328
12579.3 | 0 |  |  | 381.021 | -5.1328
10554.8 | 0 |  |  | 0 | -5.1328
9445.43 | 0 |  |  | 0 | -5.1328
9735.61 | 0 |  |  | 0 | -5.1328
8155.64 | 0 |  |  | 0 | -5.1328
7830.92 | 0 |  |  | 1015.81 | -5.1328
11466.5 | 0 |  |  | 0 | -5.1328
15970.2 | 0 |  |  | 0 | -5.1328
12329.5 | 0 |  |  | 0 | -5.1328
11210.5 | 0 |  |  | 0 | -5.1328
11591.9 | 0 |  |  | 0 | -5.1328
13151.1 | 0 |  |  | 0 | 127.102
14046.4 | 0.10076 |  |  | 0 | 5232.8
4186.44 | 1.2647 |  |  | 0 | 10096.7
1800.22 | 1.3793 |  |  | 0 | 13581.3
1251.53 | 1.4472 |  |  | 0 | 15812.8
1883.08 | 1.4965 |  |  | 0 | 16582.5
2139.46 | 1.5008 |  |  | 0 | 16004.7
2418.44 | 1.2508 |  |  | 198.265 | 14429.9
2119.36 | 2.0263 |  |  | 1282 | 11455.3
1596.72 | 0.9309 |  |  | 654.084 | 7000.49
3367.48 | 0 |  |  | 489.674 | 1842.63
5308.78 | 0 |  |  | 2092.48 | -5.1328
6266.42 | 0 |  |  | 5686.58 | -5.1328
11945.2 | 0 |  |  | 9636.93 | -5.1328
21580.3 | 0 |  |  | 11917.5 | -5.1328
25718 | 0 |  |  | 10146.3 | -5.1328
22843 | 0 |  |  | 2635.38 | -5.1328
15633.2 | 0 |  |  | 0 | -5.1328
15124.5 | 0 |  |  | 0 | -5.1328
18851 | 0 |  |  | 0 | -5.1328
17930.6 | 0 |  |  | 0 | -5.1328
15082 | 0 |  |  | 0 | -5.1328
14636 | 0 |  |  | 0 | -5.1328
13707.8 | 0 |  |  | 0 | -5.1328
13530.6 | 0 |  |  | 0 | 32.4485
9713.64 | 1.0193 |  |  | 0 | 3693.21
391.094 | 2.1938 |  |  | 0 | 6423.32
0 | 3.0398 |  |  | 0 | 8030.04
278.826 | 3.5142 |  |  | 0 | 16649.2
1720.2 | 3.6373 |  |  | 0 | 16770.6
3212.29 | 3.51 |  |  | 0 | 12627.9
4998.37 | 3.0086 |  |  | 25881.8 | 11754.2
5367.4 | 2.1717 |  |  | 39764.9 | 12071.4
7543.44 | 1.042 |  |  | 37830.3 | 7572.59
10624 | 0 |  |  | 33300.2 | 2315.38
10472.3 | 0 |  |  | 38409.5 | -5.1328
14807.8 | 0 |  |  | 38266.6 | -5.1328
28382.8 | 0 |  |  | 40053.4 | -5.1328
27708.8 | 0 |  |  | 40053.4 | -5.1328
33131.8 | 0 |  |  | 40053.4 | -5.1328
30761 | 0 |  |  | 40053.4 | -5.1328
28164.1 | 0 |  |  | 40053.4 | -5.1328
26777 | 0 |  |  | 40053.4 | -5.1328
29282.5 | 0 |  |  | 40053.4 | -5.1328
30012.2 | 0 |  |  | 40053.4 | -5.1328
32819.1 | 0 |  |  | 24429.6 | -5.1328
29282 | 0 |  |  | 0 | -5.1328
26802.9 | 0 |  |  | 3843.55 | -5.1328
33334.5 | 0 |  |  | 10809.4 | 295.927
34489 | 0.21727 |  |  | 5875.71 | 5748.14
34040.4 | 0.5801 |  |  | 6895.96 | 10752
22762.6 | 0.44288 |  |  | 23145 | 14410.8
15180.8 | 0.54698 |  |  | 17233.1 | 16561.6
13299.2 | 0.72869 |  |  | 9766.71 | 16770.6
13450.8 | 0.62251 |  |  | 6501.52 | 16770.6
12540.7 | 0.30794 |  |  | 7505.45 | 15417.1
11556.5 | 0.099205 |  |  | 7979.6 | 12474.9
8593.71 | 0.76697 |  |  | 8332.17 | 8041.93
14139.6 | 0 |  |  | 21277.6 | 2564.28
28685.4 | 0 |  |  | 11195 | -5.1328
27081.4 | 0 |  |  | 1230.58 | -5.1328
24419.1 | 0 |  |  | 419.779 | -5.1328
21806.2 | 0 |  |  | 2560.98 | -5.1328
18499.1 | 0 |  |  | 0 | -5.1328
15721.8 | 0 |  |  | 0 | -5.1328
14379.4 | 0 |  |  | 0 | -5.1328
8382.38 | 0 |  |  | 0 | -5.1328
8676.42 | 0 |  |  | 0 | -5.1328
12591.4 | 0 |  |  | 0 | -5.1328
11113.1 | 0 |  |  | 1483.19 | -5.1328
12584.3 | 0 |  |  | 1097.81 | -5.1328
15743 | 0 |  |  | 5698.09 | -5.1328
18566.5 | 0 |  |  | 7044.92 | 161.047
20148.5 | 0.10586 |  |  | 4065.91 | 5947.58
27223.5 | 0.25895 |  |  | 775.335 | 10693.6
17322.4 | 0.38337 |  |  | 1786.8 | 13836.1
19379.6 | 0.61511 |  |  | 2604.63 | 13307.3
19526.2 | 0.67473 |  |  | 4294.47 | 14707.8
16008.8 | 0.63689 |  |  | 9098.66 | 15766.5
16721.6 | 0.63045 |  |  | 11069.8 | 10483
14629.1 | 0.3135 |  |  | 15053.9 | 11587.1
23604.4 | 0.18059 |  |  | 16653.8 | 7502.3
24363.4 | 0 |  |  | 13527.4 | 2012.81
24445.4 | 0 |  |  | 11511.4 | -5.1328
20057.2 | 0 |  |  | 11964.3 | -5.1328
20140.6 | 0 |  |  | 12864.4 | -5.1328
24226.1 | 0 |  |  | 10301.7 | -5.1328
27172.3 | 0 |  |  | 9140.08 | -5.1328
31266.9 | 0 |  |  | 9540.15 | -5.1328
34095.7 | 0 |  |  | 8107.65 | -5.1328
33319.9 | 0 |  |  | 5440.69 | -5.1328
34570.6 | 0 |  |  | 5592.71 | -5.1328
35251 | 0 |  |  | 1220.38 | -5.1328
36967.6 | 0 |  |  | 0 | -5.1328
37219 | 0 |  |  | 0 | -5.1328
37097.3 | 0 |  |  | 0 | -5.1328
36767.7 | 0 |  |  | 0 | 381.885
35335.6 | 0.97187 |  |  | 0 | 5814.57
35874.8 | 0.84419 |  |  | 0 | 10619.6
34438.6 | 1.1805 |  |  | 0 | 13739.8
29589.4 | 1.6919 |  |  | 0 | 15394.7
23615.6 | 1.3707 |  |  | 0 | 16090.8
24818.6 | 1.0925 |  |  | 11179.1 | 15857.4
27516.6 | 0.65327 |  |  | 21331.7 | 14508
28146.7 | 0.28958 |  |  | 12462.5 | 12030.6
19725.6 | 0.15947 |  |  | 0 | 7932.24
15954.6 | 0 |  |  | 3313.02 | 2630.14
29360.2 | 0 |  |  | 0 | -5.1328
25242.4 | 0 |  |  | 1067.71 | -5.1328
20644.7 | 0 |  |  | 0 | -5.1328
14113.4 | 0 |  |  | 30160.4 | -5.1328
16011.4 | 0 |  |  | 0 | -5.1328
12928.1 | 0 |  |  | 0 | -5.1328
13046.5 | 0 |  |  | 10533.9 | -5.1328
9011.39 | 0 |  |  | 8620.95 | -5.1328
7824.71 | 0 |  |  | 31117.1 | -5.1328
12904.7 | 0 |  |  | 10692.2 | -5.1328
17560.4 | 0 |  |  | 20413.2 | -5.1328
20957.6 | 0 |  |  | 38370.4 | -5.1328
22002.6 | 0 |  |  | 40053.4 | -5.1328
25959.3 | 0 |  |  | 40053.4 | 553.488
14297.5 | 0.22865 |  |  | 40053.4 | 5963.6
8044.94 | 0.59637 |  |  | 28608.1 | 10651.4
2367.32 | 0.7624 |  |  | 24917.7 | 14010.9
1188.86 | 1.0676 |  |  | 14481 | 16238
1408.32 | 3.8124 |  |  | 22781.8 | 16770.6
2049.92 | 3.6349 |  |  | 21176.3 | 16770.6
3860.25 | 3.1088 |  |  | 26099 | 15180.4
3756.02 | 2.2136 |  |  | 15112.6 | 12252.8
4883.53 | 1.0517 |  |  | 5861.47 | 8022.83
15521.4 | 0 |  |  | 3890.66 | 2666.71
21902.9 | 0 |  |  | 4847.66 | -5.1328
19818.9 | 0 |  |  | 0 | -5.1328
17733.7 | 0 |  |  | 0 | -5.1328
15278.3 | 0 |  |  | 6570.28 | -5.1328
23062.7 | 0 |  |  | 9214.43 | -5.1328
27085.8 | 0 |  |  | 0 | -5.1328
24453.3 | 0 |  |  | 0 | -5.1328
19303.6 | 0 |  |  | 0 | -5.1328
24803 | 0 |  |  | 151.543 | -5.1328
18559.3 | 0 |  |  | 951.899 | -5.1328
18696.7 | 0 |  |  | 0 | -5.1328
19721.3 | 0 |  |  | 0 | -5.1328
17732.4 | 0 |  |  | 0 | -5.1328
10453.1 | 0 |  |  | 0 | 544.042
9844.01 | 0.95204 |  |  | 0 | 5958.99
6068.03 | 2.0842 |  |  | 0 | 10901.4
1446.07 | 2.9964 |  |  | 0 | 14297.1
0 | 3.5359 |  |  | 0 | 12968.4
0 | 3.7202 |  |  | 0 | 9290.62
0 | 3.5395 |  |  | 243.128 | 2769.35
0 | 3.0163 |  |  | 0 | 1146.83
0 | 2.1706 |  |  | 0 | 9857.27
0 | 1.0576 |  |  | 0 | 5015.73
0 | 0 |  |  | 349.129 | 1092.14
0 | 0 |  |  | 0 | -5.1328
0 | 0 |  |  | 0 | -5.1328
0 | 0 |  |  | 0 | -5.1328
2346.61 | 0 |  |  | 13660.5 | -5.1328
4652.87 | 0 |  |  | 38433.7 | -5.1328
8800.13 | 0 |  |  | 35603.1 | -5.1328
17059.2 | 0 |  |  | 33465.8 | -5.1328
19755.1 | 0 |  |  | 29372 | -5.1328
16467.7 | 0 |  |  | 11104.9 | -5.1328
11584 | 0 |  |  | 7868.52 | -5.1328
9297.28 | 0 |  |  | 0 | -5.1328
9158.43 | 0 |  |  | 0 | -5.1328
13716.7 | 0 |  |  | 0 | -5.1328
17195.8 | 0 |  |  | 8826.5 | 139.302
16590.4 | 0.11916 |  |  | 1927.78 | 488.76
12292.5 | 0.67678 |  |  | 4644.9 | 4370.01
10822.8 | 1.5126 |  |  | 0 | 7275.58
8952.95 | 2.8887 |  |  | 0 | 4231.32
13847.8 | 1.8312 |  |  | 0 | 10478.2
20491.2 | 1.7853 |  |  | 0 | 380.152
17292.2 | 2.0036 |  |  | 0 | 12049.6
19716.2 | 1.018 |  |  | 660.475 | 12162
16061.4 | 0.86042 |  |  | 2835.3 | 577.4
23634.8 | 0 |  |  | 1543.72 | -5.1328
27976.5 | 0 |  |  | 3941.14 | -5.1328
19831.4 | 0 |  |  | 5765.05 | -5.1328
26062 | 0 |  |  | 3520.91 | -5.1328
22264 | 0 |  |  | 0 | -5.1328
18447.2 | 0 |  |  | 0 | -5.1328
16909.5 | 0 |  |  | 0 | -5.1328
16943.7 | 0 |  |  | 0 | -5.1328
16017.5 | 0 |  |  | 0 | -5.1328
13136.9 | 0 |  |  | 0 | -5.1328
12279.9 | 0 |  |  | 0 | -5.1328
12769 | 0 |  |  | 0 | -5.1328
12533.7 | 0 |  |  | 0 | -5.1328
12524.8 | 0 |  |  | 0 | -5.1328
15748.9 | 0 |  |  | 0 | 632.045
18338.3 | 0.67368 |  |  | 0 | 6139.94
9340.7 | 2.4486 |  |  | 0 | 10997.5
5554.06 | 3.337 |  |  | 0 | 14303.1
6361.11 | 3.2597 |  |  | 0 | 16129.1
7033.96 | 3.2079 |  |  | 0 | 16770.6
7840.05 | 2.7572 |  |  | 0 | 16265.4
6513.36 | 2.795 |  |  | 18727.3 | 14813.2
5121.6 | 2.2098 |  |  | 5789.39 | 12105.6
7781.43 | 1.0718 |  |  | 4645.98 | 8081.85
9185.73 | 0.03973 |  |  | 14158.8 | 2875.85
19784.2 | 0 |  |  | 16097.2 | -5.1328
22878.8 | 0 |  |  | 9315.68 | -5.1328
16096.5 | 0 |  |  | 0 | -5.1328
10924.7 | 0 |  |  | 2334.52 | -5.1328
7506.72 | 0 |  |  | 10563.9 | -5.1328
5975.53 | 0 |  |  | 9240.91 | -5.1328
2626.46 | 0 |  |  | 3148.46 | -5.1328
1705.41 | 0 |  |  | 983.009 | -5.1328
2585.64 | 0 |  |  | 0 | -5.1328
1048.98 | 0 |  |  | 0 | -5.1328
0 | 0 |  |  | 1527.63 | -5.1328
0 | 0 |  |  | 6205.96 | -5.1328
0 | 0 |  |  | 4080.85 | -5.1328
0 | 0.013789 |  |  | 3853.32 | 137.003
0 | 0.34274 |  |  | 4617.83 | 2691.07
0 | 1.3299 |  |  | 4374.78 | 6472.48
0 | 1.5292 |  |  | 5686.08 | 8789.81
0 | 2.1683 |  |  | 2862.69 | 11128.5
0 | 2.5377 |  |  | 1613.14 | 12220.4
0 | 1.3021 |  |  | 1878.46 | 14196.7
0 | 1.6218 |  |  | 4832.49 | 15085.4
0 | 0.99988 |  |  | 19801.4 | 12414.7
0 | 0.71957 |  |  | 25823.2 | 8210.8
1752.9 | 0.030853 |  |  | 24791.2 | 2987.34
5473.19 | 0 |  |  | 16696.7 | -5.1328
6192.31 | 0 |  |  | 16660.4 | -5.1328
7713.54 | 0 |  |  | 29250.3 | -5.1328
16897.4 | 0 |  |  | 27939.7 | -5.1328
18156.2 | 0 |  |  | 22825.9 | -5.1328
20497.2 | 0 |  |  | 25840.7 | -5.1328
25164.8 | 0 |  |  | 22164.1 | -5.1328
24241.1 | 0 |  |  | 37914.2 | -5.1328
24972.3 | 0 |  |  | 26864.2 | -5.1328
26972.5 | 0 |  |  | 13901.5 | -5.1328
28709 | 0 |  |  | 34281.3 | -5.1328
27637.8 | 0 |  |  | 36117.6 | -5.1328
30209.7 | 0 |  |  | 32235.5 | -5.1328
31212.6 | 0.10362 |  |  | 0 | 667.372
31345 | 1.3508 |  |  | 16586.8 | 4898.24
22322.9 | 2.6277 |  |  | 30374.9 | 7168.19
20796 | 3.5964 |  |  | 34283 | 10794.1
20920.3 | 4.1704 |  |  | 39305.4 | 14348.5
27273.9 | 4.3696 |  |  | 38371 | 9748.23
26980.3 | 4.1773 |  |  | 31966.7 | 7831.06
31018 | 3.6043 |  |  | 33440.3 | 6846.33
33893.6 | 2.6546 |  |  | 37218.1 | 4563.6
37669.5 | 1.0987 |  |  | 39651.4 | 4412.14
37383 | 0.12381 |  |  | 34173.2 | 942.915
37376.5 | 0 |  |  | 19204.5 | -5.1328
36949.2 | 0 |  |  | 546.038 | -5.1328
35941.3 | 0 |  |  | 1563.29 | -5.1328
37183.5 | 0 |  |  | 2240.36 | -5.1328
37964.3 | 0 |  |  | 8689.52 | -5.1328
37557.8 | 0 |  |  | 2845.6 | -5.1328
36879.3 | 0 |  |  | 2963.56 | -5.1328
29400.7 | 0 |  |  | 0 | -5.1328
26278.7 | 0 |  |  | 0 | -5.1328
28050 | 0 |  |  | 0 | -5.1328
17524 | 0 |  |  | 0 | -5.1328
16261.6 | 0 |  |  | 0 | -5.1328
10155.3 | 0 |  |  | 0 | -5.1328
2391.17 | 0.063041 |  |  | 0 | 142.236
10184.9 | 1.3264 |  |  | 0 | 4336.76
23532.3 | 2.5321 |  |  | 0 | 10763.8
23553.7 | 3.4226 |  |  | 0 | 13731
30912.8 | 3.9287 |  |  | 0 | 15124.1
32638 | 4.0891 |  |  | 0 | 15942.3
35486.8 | 3.9224 |  |  | 0 | 15931.1
37573.5 | 3.3788 |  |  | 8822.5 | 14635.4
38320.6 | 2.4842 |  |  | 10719.4 | 12108.1
32039.4 | 1.305 |  |  | 13962.3 | 8035.91
38318.3 | 0.11768 |  |  | 11281 | 2889.57
38235.3 | 0 |  |  | 24785.8 | -5.1328
38192.6 | 0 |  |  | 23198.4 | -5.1328
38825.8 | 0 |  |  | 8398.38 | -5.1328
38596.4 | 0 |  |  | 10261.1 | -5.1328
38016.1 | 0 |  |  | 12898.6 | -5.1328
37830.2 | 0 |  |  | 4683.81 | -5.1328
38581.9 | 0 |  |  | 10617.3 | -5.1328
39031.3 | 0 |  |  | 13908.6 | -5.1328
39056.4 | 0 |  |  | 22877 | -5.1328
39298.3 | 0 |  |  | 13035.5 | -5.1328
38806.3 | 0 |  |  | 10022 | -5.1328
37899.6 | 0 |  |  | 4544.43 | -5.1328
38247.8 | 0 |  |  | 2137.78 | -5.1328
36958.1 | 0.067844 |  |  | 4763.52 | 811.058
37983.3 | 1.2927 |  |  | 0 | 6296.06
37396.9 | 2.4602 |  |  | 0 | 10984.1
35176.6 | 3.3276 |  |  | 0 | 14045.3
33431.5 | 3.8263 |  |  | 8443.38 | 15759.2
33149.3 | 2.5158 |  |  | 17658.2 | 16236.3
34969.7 | 3.7496 |  |  | 22070.9 | 15774.3
32974 | 3.2025 |  |  | 21202.6 | 14562.9
33582.9 | 2.297 |  |  | 37155 | 11905.8
31366.5 | 1.1544 |  |  | 20884 | 7844.59
24256.5 | 0.081725 |  |  | 10215.1 | 2713.48
28130.8 | 0 |  |  | 0 | -5.1328
23655.4 | 0 |  |  | 5765.22 | -5.1328
27762.3 | 0 |  |  | 975.558 | -5.1328
28235.5 | 0 |  |  | 249.431 | -5.1328
25520.5 | 0 |  |  | 787.324 | -5.1328
21323.9 | 0 |  |  | 8215.33 | -5.1328
20601.4 | 0 |  |  | 1393.03 | -5.1328
17242.8 | 0 |  |  | 4613.14 | -5.1328
11790.1 | 0 |  |  | 0 | -5.1328
7967.81 | 0 |  |  | 1788.42 | -5.1328
5741.92 | 0 |  |  | 3918.71 | -5.1328
8832.81 | 0 |  |  | 2583.75 | -5.1328
9251.19 | 0 |  |  | 724.14 | -5.1328
12491.8 | 0.066652 |  |  | 3691.31 | 694.853
2149.36 | 1.1399 |  |  | 35943.6 | 5903.37
752.185 | 2.2895 |  |  | 17926.5 | 10451.5
0 | 2.1255 |  |  | 13660.8 | 13618.7
0 | 1.9116 |  |  | 5519.67 | 15532.6
0 | 2.2223 |  |  | 329.694 | 16066.2
0 | 1.2664 |  |  | 2395.59 | 15616.6
0 | 1.4304 |  |  | 2809.48 | 14342
0 | 0.53086 |  |  | 7853.09 | 11959.7
0 | 0.27699 |  |  | 6283.72 | 8019.66
1931.66 | 0.026589 |  |  | 6624.06 | 2961.39
11222.4 | 0 |  |  | 9129.71 | -5.1328
17316.8 | 0 |  |  | 24190 | -5.1328
19152.9 | 0 |  |  | 24825.2 | -5.1328
13381.7 | 0 |  |  | 8329.57 | -5.1328
11468.8 | 0 |  |  | 7560.76 | -5.1328
10778.1 | 0 |  |  | 6903.11 | -5.1328
18208.6 | 0 |  |  | 22313.8 | -5.1328
19756.3 | 0 |  |  | 24194.9 | -5.1328
20332.7 | 0 |  |  | 28466.1 | -5.1328
19061.1 | 0 |  |  | 21270.9 | -5.1328
16923.4 | 0 |  |  | 17424.1 | -5.1328
16176.7 | 0 |  |  | 17783.3 | -5.1328
19010.2 | 0 |  |  | 13250.9 | -5.1328
29073.1 | 0.051418 |  |  | 1391.95 | 938.606
18838.2 | 0.73025 |  |  | 0 | 6200.72
3031.43 | 1.3073 |  |  | 0 | 10770.9
950.88 | 2.1521 |  |  | 0 | 14010
1347.63 | 2.1664 |  |  | 0 | 13248.5
1992.9 | 1.8528 |  |  | 0 | 16581.7
2540.54 | 1.7877 |  |  | 0 | 16171
3796.93 | 0.96696 |  |  | 0 | 14701.2
3532.14 | 0.40069 |  |  | 565.118 | 11998.7
3581.8 | 0.33988 |  |  | 7193.27 | 7812.09
14583.4 | 0.029354 |  |  | 4500.65 | 2786.19
21476.7 | 0 |  |  | 2116.07 | -5.1328
14260.7 | 0 |  |  | 5802.92 | -5.1328
12896.9 | 0 |  |  | 0 | -5.1328
7592.49 | 0 |  |  | 0 | -5.1328
6202.47 | 0 |  |  | 0 | -5.1328
5845.23 | 0 |  |  | 0 | -5.1328
8418.97 | 0 |  |  | 0 | -5.1328
8518.98 | 0 |  |  | 0 | -5.1328
7240.4 | 0 |  |  | 799.876 | -5.1328
5698.64 | 0 |  |  | 0 | -5.1328
5527.15 | 0 |  |  | 39.2743 | -5.1328
7788.7 | 0 |  |  | 0 | -5.1328
8020.38 | 0 |  |  | 0 | -5.1328
6324.83 | 0.013188 |  |  | 0 | 725.799
4156.49 | 0.19084 |  |  | 0 | 3364.6
2292.18 | 1.3597 |  |  | 0 | 10314.5
1730.1 | 2.08 |  |  | 796.533 | 10992.4
1622.62 | 2.1452 |  |  | 5162.5 | 12535.8
1328.22 | 1.9078 |  |  | 3824.52 | 13257.4
1273.54 | 2.1893 |  |  | 7425.13 | 12104.6
2230.34 | 0.84314 |  |  | 13029.7 | 10369.3
1628.93 | 0.47051 |  |  | 7493.17 | 8938.05
733.343 | 0.072615 |  |  | 11262 | 3791.04
0 | 0.0074621 |  |  | 5506.86 | 2614.6
174.388 | 0 |  |  | 5445.13 | -5.1328
1233.27 | 0 |  |  | 4141.52 | -5.1328
3027.62 | 0 |  |  | 3024.59 | -5.1328
3357.03 | 0 |  |  | 4665.86 | -5.1328
10385.7 | 0 |  |  | 3930.28 | -5.1328
10799.9 | 0 |  |  | 4226.74 | -5.1328
8156.65 | 0 |  |  | 5694.29 | -5.1328
4311.35 | 0 |  |  | 4001.68 | -5.1328
0 | 0 |  |  | 0 | -5.1328
3.1983 | 0 |  |  | 0 | -5.1328
0 | 0 |  |  | 0 | -5.1328
0 | 0 |  |  | 0 | -5.1328
0 | 0 |  |  | 0 | -5.1328
0 | 0.057826 |  |  | 0 | -5.1328
0 | 1.393 |  |  | 0 | 1381.42
0 | 1.2931 |  |  | 0 | 1106.88
0 | 1.9963 |  |  | 0 | 11015.4
0 | 2.4121 |  |  | 0 | 16770.6
0 | 2.5053 |  |  | 0 | 16770.6
0 | 2.7651 |  |  | 0 | 16770.6
0 | 3.3277 |  |  | 0 | 15864.1
0 | 2.474 |  |  | 0 | 12841.4
0 | 1.3506 |  |  | 0 | 6433.28
788.311 | 0.17296 |  |  | 0 | 2875.22
1644.47 | 0 |  |  | 0 | -5.1328
788.203 | 0 |  |  | 0 | -5.1328
328.723 | 0 |  |  | 0 | -5.1328
0 | 0 |  |  | 0 | -5.1328
0 | 0 |  |  | 0 | -5.1328
0 | 0 |  |  | 1770.83 | -5.1328
0 | 0 |  |  | 928.894 | -5.1328
0 | 0 |  |  | 1459.65 | -5.1328
0 | 0 |  |  | 3968.78 | -5.1328
0 | 0 |  |  | 7091.84 | -5.1328
0 | 0 |  |  | 4197.25 | -5.1328
0 | 0 |  |  | 1545.64 | -5.1328
0 | 0 |  |  | 539.606 | -5.1328
0 | 0.0050669 |  |  | 1633.08 | 1234.16
0 | 0.02659 |  |  | 800.852 | 6442.63
0 | 0.27153 |  |  | 6297.73 | 11090.4
0 | 0.81131 |  |  | 11018.4 | 14534.2
0 | 0.48932 |  |  | 15843.2 | 16735.7
0 | 0.47727 |  |  | 24634.5 | 16770.6
0 | 0.23968 |  |  | 30096.5 | 14443.7
0 | 0.21601 |  |  | 20630.1 | 15315.4
40.4218 | 0.18017 |  |  | 15829.3 | 10128.8
545.193 | 0.12674 |  |  | 18018.8 | 6044.47
1176.12 | 0.012921 |  |  | 21230.3 | 1644.51
2439.8 | 0 |  |  | 4524.3 | -5.1328
1855.85 | 0 |  |  | 22461.2 | -5.1328
2841.27 | 0 |  |  | 31708.1 | -5.1328
2002.45 | 0 |  |  | 22755.6 | -5.1328
1941.85 | 0 |  |  | 14042.1 | -5.1328
1321.87 | 0 |  |  | 2163.95 | -5.1328
1338.13 | 0 |  |  | 1057.88 | -5.1328
1401.77 | 0 |  |  | 1081.8 | -5.1328
925.66 | 0 |  |  | 17339.2 | -5.1328
763.52 | 0 |  |  | 0 | -5.1328
561.497 | 0 |  |  | 3953.83 | -5.1328
520.658 | 0 |  |  | 2944.45 | -5.1328
656.933 | 0 |  |  | 1642.44 | -5.1328
567.417 | 0.21624 |  |  | 0 | 106.151
863.801 | 1.4952 |  |  | 0 | 1651.75
0 | 2.679 |  |  | 0 | 6645.96
0 | 3.5303 |  |  | 0 | 7917.94
0 | 4.0324 |  |  | 0 | 12778.7
0 | 4.1621 |  |  | 0 | 12111.5
0 | 3.9691 |  |  | 0 | 9155.16
321.827 | 3.4234 |  |  | 0 | 8102.54
0 | 2.5556 |  |  | 0 | 4843.06
0 | 1.3862 |  |  | 0 | 2108
1900.21 | 0.1863 |  |  | 429.29 | 445.753
3460.83 | 0 |  |  | 1364.69 | -5.1328
3312.94 | 0 |  |  | 3731.27 | -5.1328
1608.97 | 0 |  |  | 2002.49 | -5.1328
1048.08 | 0 |  |  | 950.955 | -5.1328
432.621 | 0 |  |  | 1658.25 | -5.1328
0 | 0 |  |  | 4098.83 | -5.1328
0 | 0 |  |  | 1896.24 | -5.1328
0 | 0 |  |  | 1568.93 | -5.1328
0 | 0 |  |  | 14058.1 | -5.1328
0 | 0 |  |  | 10177 | -5.1328
0 | 0 |  |  | 11203.6 | -5.1328
0 | 0 |  |  | 8108.36 | -5.1328
0 | 0 |  |  | 10326.2 | -5.1328
0 | 0.044243 |  |  | 13148.1 | 95.4824
1253.5 | 1.067 |  |  | 9293.13 | 2973.24
1623.21 | 1.176 |  |  | 11096.4 | 11068.5
1040.4 | 0.8735 |  |  | 8787.9 | 9829.85
0 | 1.7863 |  |  | 12079.8 | 11515.2
0 | 2.5911 |  |  | 920.261 | 13995.1
0 | 1.3812 |  |  | 8669.35 | 4055.26
394.049 | 1.3991 |  |  | 34213.1 | 7749.78
2038 | 2.0817 |  |  | 9997.42 | 12292.5
3369.21 | 0.99611 |  |  | 39473.7 | 8132.84
9257.06 | 0.13354 |  |  | 37202.8 | 3129.42
22695.2 | 0 |  |  | 0 | -5.1328
30910.6 | 0 |  |  | 0 | -5.1328
25860.3 | 0 |  |  | 0 | -5.1328
24142.2 | 0 |  |  | 0 | -5.1328
22687.1 | 0 |  |  | 0 | -5.1328
27359.3 | 0 |  |  | 1857.65 | -5.1328
24449.1 | 0 |  |  | 0 | -5.1328
18379.8 | 0 |  |  | 0 | -5.1328
15587.8 | 0 |  |  | 0 | -5.1328
13082.5 | 0 |  |  | 0 | -5.1328
13163.4 | 0 |  |  | 15401.4 | -5.1328
18282.1 | 0 |  |  | 10926.5 | -5.1328
22748.8 | 0 |  |  | 25764.6 | -5.1328
28357.2 | 0.06753 |  |  | 23439.3 | 1420.27
16804.8 | 0.45857 |  |  | 787.372 | 6413.76
6921.44 | 1.5897 |  |  | 6280.63 | 7924.44
3846.07 | 3.1812 |  |  | 26568.4 | 11196.9
4639.01 | 2.2884 |  |  | 13895 | 14131.3
5432.69 | 3.8628 |  |  | 10181.6 | 9401.9
8374.28 | 3.6734 |  |  | 4977.57 | 9553.28
12058.8 | 3.1668 |  |  | 6909.15 | 570.822
15843.9 | 2.3493 |  |  | 7245.4 | 3874.54
14146.7 | 1.2083 |  |  | 1422.56 | 2148.4
22062.4 | 0.19146 |  |  | 6075.17 | 534.516
34652.2 | 0 |  |  | 23907.1 | -5.1328
30488.1 | 0 |  |  | 14752.7 | -5.1328
35239 | 0 |  |  | 12067 | -5.1328
34853.6 | 0 |  |  | 9612.17 | -5.1328
31370.6 | 0 |  |  | 9488.7 | -5.1328
31457.7 | 0 |  |  | 8607.18 | -5.1328
29451.3 | 0 |  |  | 1029.64 | -5.1328
24516.1 | 0 |  |  | 22947.7 | -5.1328
17731 | 0 |  |  | 23332.1 | -5.1328
15204.3 | 0 |  |  | 36745.7 | -5.1328
16611.1 | 0 |  |  | 11429 | -5.1328
14235.5 | 0 |  |  | 38235.6 | -5.1328
14344.1 | 0 |  |  | 34627.8 | -5.1328
14718.4 | 0.25011 |  |  | 26731.4 | 818.567
11760.9 | 1.3417 |  |  | 14610 | 4758.33
4238.79 | 2.4355 |  |  | 28111.6 | 8974.63
1923.15 | 2.5181 |  |  | 34681.4 | 3675.16
1139.37 | 2.4842 |  |  | 23148.4 | 2283.99
880.504 | 3.8499 |  |  | 29961.2 | 9262.13
1124.41 | 2.6986 |  |  | 28425.2 | 846.306
1609.57 | 2.6713 |  |  | 27962.4 | 770.418
2033.28 | 1.4489 |  |  | 30961.4 | 5870.21
2924.45 | 0.12065 |  |  | 32055.8 | 1577.97
3759.32 | 0.021475 |  |  | 18305.1 | 3197.01
13833.3 | 0 |  |  | 18038.8 | -5.1328
16861.8 | 0 |  |  | 26386.5 | -5.1328
18415 | 0 |  |  | 12362.4 | -5.1328
13507.2 | 0 |  |  | 2428.57 | -5.1328
19106.6 | 0 |  |  | 8943.45 | -5.1328
13203.5 | 0 |  |  | 13150.6 | -5.1328
13263.6 | 0 |  |  | 39323.9 | -5.1328
18601.7 | 0 |  |  | 0 | -5.1328
15460.5 | 0 |  |  | 3211.17 | -5.1328
8066.78 | 0 |  |  | 37845.1 | -5.1328
7207.54 | 0 |  |  | 29434.1 | -5.1328
5366.11 | 0 |  |  | 4531.03 | -5.1328
7406.1 | 0 |  |  | 2035.83 | -5.1328
4671.33 | 0.26725 |  |  | 8078.02 | 505.296
2155.48 | 1.2103 |  |  | 0 | 2957.59
1495.96 | 2.157 |  |  | 21152.6 | 7844.52
658.281 | 3.4465 |  |  | 19193 | 11388.7
66.5941 | 3.931 |  |  | 24125.9 | 15454.8
1088.07 | 3.7159 |  |  | 22624.2 | 16205.2
1992.5 | 3.4718 |  |  | 26227.5 | 14440.6
927.537 | 2.8267 |  |  | 25475.3 | 13023
725.297 | 1.6927 |  |  | 24950.4 | 11900.3
1165.5 | 0.90754 |  |  | 27273.5 | 7921.09
1565.18 | 0.1912 |  |  | 25632.3 | 3010.38
1321.14 | 0 |  |  | 16947.6 | -5.1328
1146.77 | 0 |  |  | 22248.7 | -5.1328
1146.36 | 0 |  |  | 9212.6 | -5.1328
476.096 | 0 |  |  | 6463.66 | -5.1328
1067.83 | 0 |  |  | 8917.61 | -5.1328
1287.95 | 0 |  |  | 7754.23 | -5.1328
1191.47 | 0 |  |  | 4963.3 | -5.1328
265.095 | 0 |  |  | 5741.42 | -5.1328
0 | 0 |  |  | 3354.96 | -5.1328
0 | 0 |  |  | 2699.84 | -5.1328
753.485 | 0 |  |  | 4607.57 | -5.1328
1665.28 | 0 |  |  | 9704.57 | -5.1328
1609.92 | 0 |  |  | 6053.3 | -5.1328
1630.36 | 0.36315 |  |  | 6715.76 | 1644.51
0 | 1.574 |  |  | 2355.55 | 6898.21
0 | 2.7441 |  |  | 6557.78 | 11269.5
0 | 3.6238 |  |  | 3621.34 | 14041.8
0 | 4.1043 |  |  | 4874.24 | 13152.3
0 | 4.2741 |  |  | 4083.74 | 13271.3
0 | 4.0849 |  |  | 5177.5 | 15822.8
0 | 3.5517 |  |  | 10236.6 | 14416.7
0 | 2.6842 |  |  | 21043 | 11945.1
0 | 1.5434 |  |  | 29849.2 | 8114.75
0 | 0.34804 |  |  | 32185.2 | 1331.54
433.127 | 0 |  |  | 29152.1 | -5.1328
856.635 | 0 |  |  | 9255.88 | -5.1328
1356.41 | 0 |  |  | 7793.15 | -5.1328
2296.54 | 0 |  |  | 7551.46 | -5.1328
2564.59 | 0 |  |  | 2707.98 | -5.1328
2642.48 | 0 |  |  | 2242.7 | -5.1328
4269.71 | 0 |  |  | 2987.85 | -5.1328
5664.86 | 0 |  |  | 4092.93 | -5.1328
6449.99 | 0 |  |  | 24394.4 | -5.1328
8854.32 | 0 |  |  | 6170.55 | -5.1328
10359.6 | 0 |  |  | 2099.82 | -5.1328
11969.4 | 0 |  |  | 2736.69 | -5.1328
14667 | 0 |  |  | 8671.24 | -5.1328
16140.2 | 0.34643 |  |  | 36020.3 | 1738.16
10126.1 | 1.394 |  |  | 32854.7 | 6803.07
3414.08 | 2.3362 |  |  | 32155.2 | 11150.7
5037.05 | 3.1373 |  |  | 30455.8 | 14190
8332.3 | 3.6138 |  |  | 30519.7 | 16181.8
10130.8 | 4.0948 |  |  | 29115.6 | 16770.6
12366.5 | 3.8965 |  |  | 27507.5 | 16573
13032.7 | 3.368 |  |  | 27775.2 | 15107.9
13479.8 | 2.5298 |  |  | 27229 | 12447.7
15108.5 | 1.4058 |  |  | 32898.9 | 7415.38
13528.2 | 0.2988 |  |  | 25775.4 | 3252.11
22694.8 | 0 |  |  | 16717.4 | -5.1328
27218.6 | 0 |  |  | 6857.54 | -5.1328
28152.4 | 0 |  |  | 8697.9 | -5.1328
29185.9 | 0 |  |  | 25090.8 | -5.1328
30543.5 | 0 |  |  | 39443.3 | -5.1328
28832.2 | 0 |  |  | 22626.4 | -5.1328
28216 | 0 |  |  | 29551.9 | -5.1328
26047.2 | 0 |  |  | 12690.6 | -5.1328
26303.4 | 0 |  |  | 13533.3 | -5.1328
26845.2 | 0 |  |  | 0 | -5.1328
26999.6 | 0 |  |  | 38977.6 | -5.1328
28158.5 | 0 |  |  | 4224.64 | -5.1328
27416.2 | 0 |  |  | 0 | -5.1328
26771 | 0.37644 |  |  | 0 | 403.098
27688 | 1.4987 |  |  | 33103.7 | 4457.41
23669.9 | 2.593 |  |  | 35821.5 | 7054
25776 | 3.4089 |  |  | 19419.7 | 10360.5
23528.5 | 3.5424 |  |  | 14266.5 | 12731.4
23976.1 | 4.0266 |  |  | 25112.2 | 14079.3
26898.1 | 3.5686 |  |  | 11254.8 | 13994.2
24806.4 | 3.036 |  |  | 17184.4 | 11453.2
21342.4 | 2.1981 |  |  | 11511.2 | 9382.01
17099.8 | 1.1825 |  |  | 7114.04 | 8197.7
9589.69 | 0.26995 |  |  | 540.621 | 3180.97
12159.5 | 0 |  |  | 9206.4 | -5.1328
12017.8 | 0 |  |  | 1349.85 | -5.1328
7685.71 | 0 |  |  | 0 | -5.1328
8772.38 | 0 |  |  | 0 | -5.1328
12750.4 | 0 |  |  | 0 | -5.1328
8094.51 | 0 |  |  | 0 | -5.1328
11245.8 | 0 |  |  | 0 | -5.1328
10679.2 | 0 |  |  | 1976.49 | -5.1328
14852.9 | 0 |  |  | 1691.82 | -5.1328
14708 | 0 |  |  | 0 | -5.1328
9996.16 | 0 |  |  | 0 | -5.1328
10174.9 | 0 |  |  | 0 | -5.1328
7924.1 | 0 |  |  | 0 | -5.1328
6401.7 | 0.3455 |  |  | 0 | 1705.72
7863.83 | 1.3909 |  |  | 0 | 6870.19
6783.78 | 1.1466 |  |  | 0 | 11276.7
6266 | 1.5804 |  |  | 0 | 14148
5721.59 | 3.2161 |  |  | 0 | 15780.8
5699.1 | 3.9061 |  |  | 0 | 16195.4
5954.25 | 3.7194 |  |  | 1294.12 | 15498.9
7007.38 | 3.2118 |  |  | 3064.3 | 14267.2
4674.16 | 2.424 |  |  | 3573.39 | 11943.3
5370.22 | 1.3765 |  |  | 2138.59 | 8215.11
4877.3 | 0.32748 |  |  | 2289.18 | 3344.8
6733.51 | 0 |  |  | 0 | -5.1328
7936.29 | 0 |  |  | 0 | -5.1328
13771.4 | 0 |  |  | 3160.57 | -5.1328
20282.6 | 0 |  |  | 0 | -5.1328
11954.4 | 0 |  |  | 293.717 | -5.1328
13584.7 | 0 |  |  | 3417.25 | -5.1328
13565.7 | 0 |  |  | 0 | -5.1328
10302.8 | 0 |  |  | 0 | -5.1328
10865.7 | 0 |  |  | 289.464 | -5.1328
10160.6 | 0 |  |  | 5509.65 | -5.1328
9758.14 | 0 |  |  | 1707.4 | -5.1328
9592.23 | 0 |  |  | 9841.2 | -5.1328
8305.64 | 0 |  |  | 7548.26 | -5.1328
6261.84 | 0.052779 |  |  | 21965.6 | 1842.22
842.521 | 0.20517 |  |  | 27306.6 | 6913.95
0 | 0.3555 |  |  | 34352.9 | 11385.5
0 | 0.41808 |  |  | 37786.7 | 14479.9
386.673 | 0.26806 |  |  | 31555.6 | 16478.9
429.428 | 0.19523 |  |  | 34323.7 | 16770.6
0 | 0.10957 |  |  | 34197.1 | 16770.6
0 | 0.4516 |  |  | 37674.4 | 15439.1
0 | 0.71226 |  |  | 30402 | 12587.4
0 | 0.39404 |  |  | 31794.8 | 8500.24
0 | 0.090178 |  |  | 25280.2 | 3360.97
0 | 0 |  |  | 27768.5 | -5.1328
0 | 0 |  |  | 31107.6 | -5.1328
0 | 0 |  |  | 11061.7 | -5.1328
0 | 0 |  |  | 27815.9 | -5.1328
0 | 0 |  |  | 12672.8 | -5.1328
0 | 0 |  |  | 2435.69 | -5.1328
0 | 0 |  |  | 17196.8 | -5.1328
917.64 | 0 |  |  | 8777.95 | -5.1328
1356.83 | 0 |  |  | 494.857 | -5.1328
2392.93 | 0 |  |  | 10575.6 | -5.1328
6038.73 | 0 |  |  | 32028.5 | -5.1328
9276.77 | 0 |  |  | 32867.8 | -5.1328
18164.2 | 0 |  |  | 26273.5 | -5.1328
23201.3 | 0.34767 |  |  | 35324 | 1773.12
10191.2 | 1.1582 |  |  | 28175.8 | 6765.51
1824.38 | 2.8473 |  |  | 38563 | 708.641
2997.48 | 3.6936 |  |  | 37828.6 | 1991.95
4936.38 | 4.1584 |  |  | 35292.9 | 620.617
5459.55 | 3.7469 |  |  | 29254.4 | 4038.27
6350.09 | 3.8088 |  |  | 31904.6 | 2075.18
7544.53 | 2.0243 |  |  | 34542.8 | 2788.36
9042.4 | 1.2438 |  |  | 30339.8 | 6343.71
10829.7 | 0.73956 |  |  | 29338.8 | 3586.13
15394 | 0.20035 |  |  | 15059 | 9.115
24920.1 | 0 |  |  | 24788.2 | -5.1328
34946.5 | 0 |  |  | 6253.73 | -5.1328
36362.2 | 0 |  |  | 7762.24 | -5.1328
35576.8 | 0 |  |  | 15267.8 | -5.1328
35236.5 | 0 |  |  | 6953.74 | -5.1328
32499.4 | 0 |  |  | 13280.2 | -5.1328
33720.1 | 0 |  |  | 21018.6 | -5.1328
31783.5 | 0 |  |  | 5185.56 | -5.1328
27849.7 | 0 |  |  | 3178.45 | -5.1328
27107.6 | 0 |  |  | 8703.69 | -5.1328
27453.8 | 0 |  |  | 6364.19 | -5.1328
24822.9 | 0 |  |  | 3224.96 | -5.1328
23736.7 | 0 |  |  | 15977.7 | -5.1328
23875.3 | 0.37754 |  |  | 2469.64 | 1836.56
8234.89 | 1.2397 |  |  | 0 | 6935.46
851.655 | 1.9911 |  |  | 715.602 | 11293.3
0 | 3.0207 |  |  | 7637.85 | 14558.1
0 | 4.2582 |  |  | 27319.5 | 16686.4
0 | 4.4125 |  |  | 35236.2 | 16770.6
0 | 4.2085 |  |  | 29630 | 16770.6
366.116 | 3.6629 |  |  | 22318.6 | 15469.8
62.9417 | 2.8148 |  |  | 15684 | 12612.7
0 | 1.6631 |  |  | 16309.8 | 8517.76
2175.97 | 0.45146 |  |  | 10535.5 | 2124.1
5497.27 | 0 |  |  | 29051.9 | -5.1328
10451.5 | 0 |  |  | 31779.4 | -5.1328
24571.7 | 0 |  |  | 21106.4 | -5.1328
14899.8 | 0 |  |  | 35068.8 | -5.1328
19954.3 | 0 |  |  | 19154.5 | -5.1328
21519.5 | 0 |  |  | 3304.75 | -5.1328
19395.5 | 0 |  |  | 11889.1 | -5.1328
14812.4 | 0 |  |  | 12261.9 | -5.1328
17192.5 | 0 |  |  | 15723.8 | -5.1328
7135.76 | 0 |  |  | 17698.1 | -5.1328
2067.18 | 0 |  |  | 11607 | -5.1328
3217.42 | 0 |  |  | 0 | -5.1328
5547.44 | 0 |  |  | 0 | -5.1328
8448.14 | 0.25455 |  |  | 0 | 1995.84
9221.49 | 0.75261 |  |  | 0 | 7198.94
11236.7 | 2.0731 |  |  | 0 | 11643.6
5637.46 | 3.2897 |  |  | 0 | 14785.4
3269.22 | 3.7457 |  |  | 0 | 16564.4
0 | 3.7511 |  |  | 0 | 16770.6
0 | 3.7652 |  |  | 0 | 16690.9
0 | 3.1288 |  |  | 0 | 15097.4
0 | 2.5184 |  |  | 0 | 12388.3
0 | 1.6902 |  |  | 0 | 8395.91
0 | 0.47796 |  |  | 0 | 3391.19
444.592 | 0 |  |  | 1470.34 | -5.1328
1439.4 | 0 |  |  | 0 | -5.1328
6383.35 | 0 |  |  | 0 | -5.1328
13637.3 | 0 |  |  | 0 | -5.1328
15995.7 | 0 |  |  | 0 | -5.1328
15087.3 | 0 |  |  | 0 | -5.1328
23527.9 | 0 |  |  | 0 | -5.1328
28038.9 | 0 |  |  | 0 | -5.1328
25382.9 | 0 |  |  | 0 | -5.1328
32108.2 | 0 |  |  | 0 | -5.1328
28989 | 0 |  |  | 0 | -5.1328
25701.9 | 0 |  |  | 0 | -5.1328
28070 | 0 |  |  | 0 | -5.1328
22162 | 0.62832 |  |  | 0 | 717.552
15845 | 1.9247 |  |  | 0 | 5274.57
28313.6 | 3.0796 |  |  | 0 | 11751.7
24929.9 | 3.4821 |  |  | 0 | 14654.5
17741 | 3.9809 |  |  | 1195.84 | 16342.2
21918.1 | 4.1308 |  |  | 6466.46 | 16765.8
25948.7 | 3.9354 |  |  | 10167.9 | 16348.2
20312.9 | 3.4218 |  |  | 10392.8 | 14898.3
21149 | 2.6368 |  |  | 10632.6 | 12286.5
17252 | 1.5694 |  |  | 13625.6 | 8273.35
23911.1 | 0.44857 |  |  | 9539.72 | 3362.74
27553.8 | 0 |  |  | 10194.1 | -5.1328
29223 | 0 |  |  | 4319.95 | -5.1328
30768.6 | 0 |  |  | 7734.75 | -5.1328
30102.3 | 0 |  |  | 23879 | -5.1328
24880.2 | 0 |  |  | 18290.8 | -5.1328
23606.3 | 0 |  |  | 7764.24 | -5.1328
19454.3 | 0 |  |  | 2745.15 | -5.1328
14825.6 | 0 |  |  | 3148.98 | -5.1328
11750.6 | 0 |  |  | 6650.11 | -5.1328
8902.14 | 0 |  |  | 575.256 | -5.1328
8981 | 0 |  |  | 1944.23 | -5.1328
7247.71 | 0 |  |  | 0 | -5.1328
7256.89 | 0 |  |  | 0 | -5.1328
5653.88 | 0.5022 |  |  | 202.487 | 2005.31
815.884 | 1.4962 |  |  | 652.579 | 6948.13
0 | 3.007 |  |  | 1509.05 | 11462.2
0 | 3.4971 |  |  | 5274.06 | 14682.4
0 | 4.2832 |  |  | 5953.37 | 16694.7
324.983 | 4.4145 |  |  | 6575.14 | 16770.6
1149.24 | 4.2215 |  |  | 10856.4 | 16770.6
1732.31 | 3.6854 |  |  | 14191.9 | 15481.5
2236.74 | 2.8277 |  |  | 19732.9 | 12408.2
4002.41 | 1.688 |  |  | 20777 | 7172.92
4018.49 | 0.49253 |  |  | 19669 | 2721.45
2098.51 | 0 |  |  | 34730.6 | -5.1328
1605.83 | 0 |  |  | 38585.6 | -5.1328
1677.84 | 0 |  |  | 32371.7 | -5.1328
1900.31 | 0 |  |  | 37402.8 | -5.1328
7432.04 | 0 |  |  | 38166.7 | -5.1328
8143.72 | 0 |  |  | 3609.31 | -5.1328
9974.36 | 0 |  |  | 0 | -5.1328
7404.28 | 0 |  |  | 0 | -5.1328
6853.12 | 0 |  |  | 0 | -5.1328
3630.16 | 0 |  |  | 0 | -5.1328
3764.22 | 0 |  |  | 0 | -5.1328
7926.62 | 0 |  |  | 3163.91 | -5.1328
9156.98 | 0 |  |  | 2659.17 | -5.1328
12758.2 | 0.39153 |  |  | 618.375 | 2113.65
14295.1 | 1.1429 |  |  | 0 | 7253.19
15770.6 | 1.8258 |  |  | 6893.09 | 11892.8
16698.7 | 2.1068 |  |  | 12422.6 | 15283.2
25465.3 | 1.4603 |  |  | 13059.6 | 16770.6
31067.1 | 1.9603 |  |  | 5978.22 | 16770.6
33516.6 | 2.0123 |  |  | 25021.5 | 16770.6
36004 | 1.7144 |  |  | 24528.9 | 15667.5
34593.2 | 1.0484 |  |  | 25953.2 | 12699.3
32400.2 | 0.61962 |  |  | 29269.8 | 8444.12
27501.1 | 0.18706 |  |  | 22089.6 | 3364.35
33118.3 | 0 |  |  | 23662.9 | -5.1328
26316.4 | 0 |  |  | 24843.2 | -5.1328
23808.8 | 0 |  |  | 18548 | -5.1328
24567.4 | 0 |  |  | 925.721 | -5.1328
27479.5 | 0 |  |  | 0 | -5.1328
23990.2 | 0 |  |  | 6895.44 | -5.1328
32589.9 | 0 |  |  | 10498.3 | -5.1328
26311.5 | 0 |  |  | 7819.07 | -5.1328
18098.9 | 0 |  |  | 16367.6 | -5.1328
14504.1 | 0 |  |  | 13357.8 | -5.1328
12104.1 | 0 |  |  | 13718.6 | -5.1328
7196.92 | 0 |  |  | 16052.6 | -5.1328
6114.3 | 0 |  |  | 9521.2 | -5.1328
5226.2 | 0.6754 |  |  | 8978.46 | 2305.18
439.452 | 1.9271 |  |  | 12620.5 | 7401.37
0 | 3.04 |  |  | 7799.7 | 11541.3
0 | 3.8314 |  |  | 25536.4 | 14131.2
0 | 4.3035 |  |  | 28081.8 | 16114.4
0 | 4.4243 |  |  | 30569.1 | 16770.6
0 | 4.2241 |  |  | 34882.9 | 16663.9
84.8956 | 3.6983 |  |  | 37661.6 | 15181.9
0 | 2.8597 |  |  | 37122.3 | 12471.9
0 | 1.7312 |  |  | 38590.4 | 8389
0 | 0.52723 |  |  | 38632 | 3411.62
4071.2 | 0 |  |  | 36981.6 | -5.1328
4804.58 | 0 |  |  | 33474.1 | -5.1328
4583.95 | 0 |  |  | 28692.4 | -5.1328
4593.78 | 0 |  |  | 33559 | -5.1328
4359.3 | 0 |  |  | 26708.5 | -5.1328
3350.08 | 0 |  |  | 33556.4 | -5.1328
3621.05 | 0 |  |  | 39981.7 | -5.1328
2649.76 | 0 |  |  | 39087.4 | -5.1328
2759.39 | 0 |  |  | 39436.1 | -5.1328
3321.59 | 0 |  |  | 39892.7 | -5.1328
3707.67 | 0 |  |  | 39562.9 | -5.1328
4289.04 | 0 |  |  | 40053.4 | -5.1328
3943.1 | 0 |  |  | 36471 | -5.1328
7249.79 | 0.71035 |  |  | 23758.7 | 2344.47
7479.03 | 1.9458 |  |  | 20425.6 | 7340.88
1177.05 | 2.9965 |  |  | 10049.3 | 11540.1
666.305 | 3.6823 |  |  | 2017.13 | 14618.9
730.931 | 4.0556 |  |  | 0 | 14456.2
758.258 | 4.145 |  |  | 3036.36 | 15148.5
1724.35 | 4.0086 |  |  | 25968 | 14614.7
1182.16 | 3.5871 |  |  | 23987.3 | 10082.7
2075.85 | 2.7997 |  |  | 11529.2 | 9637.09
1448.32 | 1.7133 |  |  | 2556.79 | 533.005
2063.4 | 0.53554 |  |  | 26587.3 | 1649.89
1966.6 | 0 |  |  | 19668.2 | -5.1328
3281.99 | 0 |  |  | 38912.2 | -5.1328
6931.84 | 0 |  |  | 2000.2 | -5.1328
9602 | 0 |  |  | 2172.13 | -5.1328
11030.9 | 0 |  |  | 8598.26 | -5.1328
8222.01 | 0 |  |  | 22087.4 | -5.1328
9486.41 | 0 |  |  | 14500.4 | -5.1328
11555.5 | 0 |  |  | 18264.1 | -5.1328
9730.94 | 0 |  |  | 32133.7 | -5.1328
9431.58 | 0 |  |  | 29375.2 | -5.1328
7074.51 | 0 |  |  | 4963.34 | -5.1328
9686.77 | 0 |  |  | 1338.21 | -5.1328
4826.75 | 0 |  |  | 1785.17 | -5.1328
9379.47 | 0.73248 |  |  | 0 | 1186.41
9698.38 | 1.9767 |  |  | 0 | 1849.46
6142.76 | 3.0697 |  |  | 1109.05 | 6363.51
11910.4 | 3.8361 |  |  | 4938.27 | 14210.2
11257.6 | 4.2564 |  |  | 9124.91 | 16770.6
8433.25 | 4.3618 |  |  | 16761.7 | 16770.6
10086.1 | 4.1711 |  |  | 13870.1 | 16770.6
10714.8 | 3.642 |  |  | 21092 | 15594.7
6933.5 | 2.811 |  |  | 23241.2 | 12537.9
5841.95 | 1.704 |  |  | 15093.9 | 8286.26
8618.94 | 0.53236 |  |  | 7645.69 | 3254.54
5062.37 | 0 |  |  | 4041.51 | -5.1328
1994.58 | 0 |  |  | 8025.45 | -5.1328
7536.16 | 0 |  |  | 4082.46 | -5.1328
3220.91 | 0 |  |  | 12751.6 | -5.1328
4069.19 | 0 |  |  | 10711.5 | -5.1328
2347.56 | 0 |  |  | 7042.19 | -5.1328
3075.51 | 0 |  |  | 4608.87 | -5.1328
2291.45 | 0 |  |  | 7681.28 | -5.1328
2806.13 | 0 |  |  | 6074.92 | -5.1328
1954.75 | 0 |  |  | 4912.52 | -5.1328
4553.49 | 0 |  |  | 852.62 | -5.1328
4405.51 | 0 |  |  | 0 | -5.1328
6304.83 | 0 |  |  | 0 | -5.1328
2330.96 | 0.64538 |  |  | 2441.74 | 22.5781
1307.23 | 1.7598 |  |  | 0 | 4178.16
2027.38 | 2.7426 |  |  | 0 | 279.967
2988.75 | 2.8909 |  |  | 0 | 1862.5
4019.89 | 3.0205 |  |  | 3482.1 | 4159.66
4764.58 | 2.4156 |  |  | 21404.7 | 4188.42
10501.8 | 1.8798 |  |  | 33535.3 | 6457.99
14138.9 | 1.1824 |  |  | 25193.1 | 6948.84
14585.3 | 0.4526 |  |  | 38856.4 | 10274.2
16460.7 | 0.27368 |  |  | 38333.1 | 192.185
18168.9 | 0.090468 |  |  | 39654.9 | 536.765
11016.5 | 0 |  |  | 2681.39 | -5.1328
13378.3 | 0 |  |  | 3410.57 | -5.1328
19868 | 0 |  |  | 1260.3 | -5.1328
10350.9 | 0 |  |  | 1055.02 | -5.1328
6669.8 | 0 |  |  | 11562.6 | -5.1328
4594.38 | 0 |  |  | 1974.78 | -5.1328
5964.48 | 0 |  |  | 2689.44 | -5.1328
2682.7 | 0 |  |  | 0 | -5.1328
9176.04 | 0 |  |  | 1794.13 | -5.1328
9469.58 | 0 |  |  | 3150.82 | -5.1328
8072.6 | 0 |  |  | 0 | -5.1328
8011.54 | 0 |  |  | 0 | -5.1328
10175.1 | 0 |  |  | 728.983 | -5.1328
11133.4 | 0.052265 |  |  | 0 | 1413.73
4012.77 | 0.13302 |  |  | 0 | 2266.34
5698.53 | 0.23999 |  |  | 0 | 1587.48
6409.91 | 0.42196 |  |  | 0 | 5100.58
6590.87 | 0.33315 |  |  | 0 | 2834.05
10013.5 | 0.33277 |  |  | 831.528 | 4793.94
11632 | 0.33338 |  |  | 640.998 | 7882.53
16719.9 | 0.094247 |  |  | 0 | 11433.9
18932.2 | 0.095347 |  |  | 757.024 | 11843.9
23940.6 | 0.056725 |  |  | 0 | 5744.25
24906.1 | 0.021439 |  |  | 0 | 1581.68
25542.4 | 0 |  |  | 2441.2 | -5.1328
29177.7 | 0 |  |  | 11822.3 | -5.1328
36014.6 | 0 |  |  | 10487.7 | -5.1328
39116.9 | 0 |  |  | 8760.65 | -5.1328
39651.6 | 0 |  |  | 12958.1 | -5.1328
40053.4 | 0 |  |  | 12085.3 | -5.1328
39959.8 | 0 |  |  | 24193.8 | -5.1328
39614.8 | 0 |  |  | 19601.8 | -5.1328
39698.9 | 0 |  |  | 15685.1 | -5.1328
39216.1 | 0 |  |  | 15112.3 | -5.1328
39295.1 | 0 |  |  | 17444 | -5.1328
38696.4 | 0 |  |  | 13693.6 | -5.1328
38097.7 | 0 |  |  | 10399.3 | -5.1328
38722.6 | 0.069246 |  |  | 12870 | 2435.67
37749 | 0.15901 |  |  | 8297.02 | 7372.99
32909.3 | 0.54511 |  |  | 3518.47 | 11612.1
20509.9 | 0.82001 |  |  | 0 | 14739.6
34787 | 2.0793 |  |  | 0 | 16661.7
36881.9 | 3.594 |  |  | 0 | 16770.6
36536.6 | 3.8633 |  |  | 10051.7 | 16770.6
39627.1 | 3.3529 |  |  | 11598.8 | 15070.4
39149.2 | 2.6185 |  |  | 9076.03 | 12316.5
38971.1 | 1.6235 |  |  | 10388.5 | 8206.79
38650.7 | 0.53395 |  |  | 7113.21 | 3297.88
39140.5 | 0 |  |  | 3074.98 | -5.1328
39795.4 | 0 |  |  | 1187.77 | -5.1328
38525.4 | 0 |  |  | 0 | -5.1328
39343.4 | 0 |  |  | 0 | -5.1328
38557.4 | 0 |  |  | 0 | -5.1328
38745.9 | 0 |  |  | 0 | -5.1328
37529.4 | 0 |  |  | 0 | -5.1328
38496.8 | 0 |  |  | 0 | -5.1328
39616.2 | 0 |  |  | 0 | -5.1328
38967.9 | 0 |  |  | 0 | -5.1328
37796.2 | 0 |  |  | 0 | -5.1328
37535.2 | 0 |  |  | 0 | -5.1328
37263.3 | 0 |  |  | 3996.31 | -5.1328
37191 | 0.67593 |  |  | 8092.45 | 2501.58
27827.6 | 0.76211 |  |  | 8499.36 | 7430.45
23751.3 | 0.94919 |  |  | 15889.7 | 11685.7
25482.3 | 2.5649 |  |  | 2401.5 | 14698.2
29064.6 | 3.2992 |  |  | 8262.31 | 16554.7
31378.2 | 3.8573 |  |  | 7566.52 | 16770.6
31068.9 | 3.1272 |  |  | 10867 | 16755.5
34334.9 | 1.6496 |  |  | 39370.7 | 15118.4
36300.9 | 1.722 |  |  | 40053.4 | 11199
37366 | 1.4795 |  |  | 40053.4 | 8249.48
36109.5 | 0.4876 |  |  | 38203.4 | 3335.46
33755.4 | 0 |  |  | 37635.6 | -5.1328
37470.5 | 0 |  |  | 39357.4 | -5.1328
36785 | 0 |  |  | 37098 | -5.1328
39128.6 | 0 |  |  | 39549.6 | -5.1328
38442.6 | 0 |  |  | 19760.4 | -5.1328
38401.3 | 0 |  |  | 2924.15 | -5.1328
38901.8 | 0 |  |  | 18972 | -5.1328
38380 | 0 |  |  | 299.095 | -5.1328
38101.8 | 0 |  |  | 3740.98 | -5.1328
36964.9 | 0 |  |  | 7215.95 | -5.1328
34964.3 | 0 |  |  | 0 | -5.1328
36113.2 | 0 |  |  | 0 | -5.1328
34374.4 | 0.015675 |  |  | 1838.42 | -5.1328
34893.6 | 0.33329 |  |  | 1814.55 | 2552.35
23433.6 | 0.76849 |  |  | 0 | 5889.36
28329.7 | 1.6179 |  |  | 579.269 | 9303.51
27184.9 | 1.8928 |  |  | 634.253 | 13940.8
28477.8 | 3.9307 |  |  | 8252.99 | 15774.1
25933.6 | 4.0745 |  |  | 9890.23 | 16723.4
22437.7 | 3.9119 |  |  | 16468.5 | 16381.2
21092.2 | 3.4253 |  |  | 22457.2 | 14777.7
17978.7 | 2.674 |  |  | 28769 | 12058.6
12351.6 | 1.6574 |  |  | 33607.7 | 8213.37
13793.8 | 0.56575 |  |  | 26634.9 | 3427.86
9548.29 | 0 |  |  | 27487.5 | 43.5934
19059.7 | 0 |  |  | 33178.7 | -5.1328
18666.4 | 0 |  |  | 30366.4 | -5.1328
19501.1 | 0 |  |  | 12999.7 | -5.1328
21311.7 | 0 |  |  | 9450.46 | -5.1328
15846.5 | 0 |  |  | 9795.92 | -5.1328
11764.5 | 0 |  |  | 12689.3 | -5.1328
9207.18 | 0 |  |  | 35167.3 | -5.1328
10785.3 | 0 |  |  | 34713 | -5.1328
6167.27 | 0 |  |  | 29606.9 | -5.1328
5714.6 | 0 |  |  | 35222.4 | -5.1328
3539.32 | 0 |  |  | 33208.5 | -5.1328
226.348 | 0.03618 |  |  | 28990.8 | -5.1328
865.898 | 0.84738 |  |  | 9693.11 | 2736.86
0 | 2.0522 |  |  | 14121.5 | 7812.65
0 | 3.081 |  |  | 22602.8 | 12076.6
0 | 3.8125 |  |  | 20848.1 | 15033.1
0 | 4.2566 |  |  | 23532.5 | 16757
0 | 4.4033 |  |  | 22550 | 16770.6
0 | 4.2293 |  |  | 30154.1 | 16710
0 | 3.7246 |  |  | 32076.8 | 14982.2
0 | 2.9135 |  |  | 35404.9 | 12176.5
0 | 1.8367 |  |  | 32947.3 | 8229.16
0 | 0.63359 |  |  | 37649.7 | 3438.94
1654.77 | 0 |  |  | 30749.5 | 54.3815
4720.28 | 0 |  |  | 4891.93 | -5.1328
6046.22 | 0 |  |  | 2227.99 | -5.1328
4134.39 | 0 |  |  | 2653.95 | -5.1328
4235 | 0 |  |  | 4442.73 | -5.1328
7789.46 | 0 |  |  | 2670.52 | -5.1328
4611.16 | 0 |  |  | 0 | -5.1328
1896.1 | 0 |  |  | 1233.41 | -5.1328
0 | 0 |  |  | 0 | -5.1328
0 | 0 |  |  | 0 | -5.1328
0 | 0 |  |  | 21.9102 | -5.1328
2088.05 | 0 |  |  | 0 | -5.1328
942.397 | 0.042274 |  |  | 2714.52 | -5.1328
2335.83 | 0.86478 |  |  | 6455.38 | 2770.18
65.6953 | 2.049 |  |  | 11816.7 | 7779.83
0 | 3.0361 |  |  | 9979.15 | 11926
0 | 2.5393 |  |  | 9187.62 | 14514
0 | 3.3056 |  |  | 8023.83 | 15841.3
0 | 3.4177 |  |  | 7458.47 | 16513.6
0 | 3.2853 |  |  | 10191.4 | 16299.1
0 | 2.2793 |  |  | 12740.1 | 14894.9
0 | 1.7974 |  |  | 11268.7 | 12295.1
0 | 1.5235 |  |  | 9309.32 | 8281.17
0 | 0.51433 |  |  | 9956.9 | 3442.87
0 | 0 |  |  | 10174.1 | 62.63
0 | 0 |  |  | 6605.18 | -5.1328
0 | 0 |  |  | 7606 | -5.1328
0 | 0 |  |  | 891.425 | -5.1328
0 | 0 |  |  | 0 | -5.1328
0 | 0 |  |  | 0 | -5.1328
0 | 0 |  |  | 0 | -5.1328
0 | 0 |  |  | 0 | -5.1328
0 | 0 |  |  | 0 | -5.1328
0 | 0 |  |  | 0 | -5.1328
0 | 0 |  |  | 0 | -5.1328
0 | 0 |  |  | 0 | -5.1328
0 | 0.015677 |  |  | 0 | -5.1328
0 | 0.22768 |  |  | 0 | 2603.04
0 | 0.47907 |  |  | 0 | 7458.4
0 | 0.59239 |  |  | 0 | 11798
0 | 0.44565 |  |  | 0 | 14936.6
0 | 0.61043 |  |  | 0 | 16634.8
0 | 0.42751 |  |  | 0 | 16770.6
0 | 0.59615 |  |  | 0 | 16725.2
0 | 0.10929 |  |  | 0 | 14863.6
0 | 0.029115 |  |  | 1169.25 | 12030.8
0 | 0.14102 |  |  | 3425.62 | 8000.03
0 | 0.47609 |  |  | 635.421 | 3282.75
0 | 0 |  |  | 4834.75 | 61.9249
0 | 0 |  |  | 6428.17 | -5.1328
570.058 | 0 |  |  | 10375 | -5.1328
1115.16 | 0 |  |  | 0 | -5.1328
0 | 0 |  |  | 0 | -5.1328
703.809 | 0 |  |  | 0 | -5.1328
1259.58 | 0 |  |  | 0 | -5.1328
1430.25 | 0 |  |  | 0 | -5.1328
1014.18 | 0 |  |  | 49.9447 | -5.1328
2597.65 | 0 |  |  | 8190.06 | -5.1328
3710.4 | 0 |  |  | 4751.73 | -5.1328
2199.84 | 0 |  |  | 30307.7 | -5.1328
3107.57 | 0.0099847 |  |  | 18264.6 | -5.1328
0 | 0.14058 |  |  | 7847.21 | 2696.05
0 | 0.185 |  |  | 24580.9 | 7503.34
0 | 0.22294 |  |  | 14979.8 | 11496.1
0 | 0.39895 |  |  | 12376.6 | 13985.9
0 | 1.3208 |  |  | 7594.7 | 15374.8
0 | 1.6602 |  |  | 10347.4 | 16161.6
2200.47 | 1.1867 |  |  | 7051.03 | 15813.3
6047.04 | 1.3866 |  |  | 7250.52 | 14336.9
4902.25 | 1.7848 |  |  | 3524.63 | 11772
7599.19 | 0.73435 |  |  | 3213.01 | 7916.5
8879.58 | 0.29501 |  |  | 2614 | 3262.95
4790.36 | 0 |  |  | 3202.52 | 70.8562
22414.2 | 0 |  |  | 5821.83 | -5.1328
19153.6 | 0 |  |  | 7389.94 | -5.1328
17843.6 | 0 |  |  | 6967.6 | -5.1328
13904 | 0 |  |  | 13615.5 | -5.1328
12908 | 0 |  |  | 5290.47 | -5.1328
10592 | 0 |  |  | 1082.54 | -5.1328
11730.9 | 0 |  |  | 0 | -5.1328
11449.8 | 0 |  |  | 0 | -5.1328
12332.7 | 0 |  |  | 0 | -5.1328
14313.6 | 0 |  |  | 0 | -5.1328
14965.6 | 0 |  |  | 0 | -5.1328
13069 | 0.073179 |  |  | 0 | -5.1328
10551.5 | 0.88882 |  |  | 0 | 2349.65
3099.76 | 0.70653 |  |  | 0 | 3233.89
1367.53 | 1.1642 |  |  | 0 | 9712.69
3142.88 | 1.8333 |  |  | 2086.3 | 13575.9
5540.5 | 1.3917 |  |  | 14488.4 | 14196
6879.54 | 2.7073 |  |  | 19569.1 | 16770.6
9412.64 | 4.0491 |  |  | 18249.1 | 14315.6
11277.8 | 3.5519 |  |  | 23776 | 9976.58
12497 | 2.7813 |  |  | 38999.9 | 3973.31
10836 | 1.7368 |  |  | 31394.6 | 1947.95
9847.86 | 0.6177 |  |  | 10175.1 | 1802.86
12813.1 | 0 |  |  | 13422.2 | -5.1328
14073.9 | 0 |  |  | 27809.1 | -5.1328
15821.6 | 0 |  |  | 23789.2 | -5.1328
13637 | 0 |  |  | 15342.3 | -5.1328
8168.09 | 0 |  |  | 5426.38 | -5.1328
7946.83 | 0 |  |  | 7886.22 | -5.1328
6985.35 | 0 |  |  | 5660.86 | -5.1328
9364.48 | 0 |  |  | 2007.9 | -5.1328
9569.7 | 0 |  |  | 3836.76 | -5.1328
10461.2 | 0 |  |  | 3093.86 | -5.1328
10389.8 | 0 |  |  | 1032.82 | -5.1328
8271.1 | 0 |  |  | 1330.23 | -5.1328
6966.32 | 0.0073956 |  |  | 210.837 | -5.1328
4110.01 | 0.092353 |  |  | 0 | 90.7982
0 | 0.18465 |  |  | 594.853 | 2558.15
0 | 0.49601 |  |  | 17119.5 | 4811.71
0 | 0.78058 |  |  | 29627.3 | 9850.59
0 | 0.87307 |  |  | 26471.2 | 10872.1
0 | 2.3577 |  |  | 29164.9 | 8391.02
0 | 2.0978 |  |  | 21814.3 | 5921.8
0 | 2.095 |  |  | 18044.9 | 3133.56
0 | 1.1627 |  |  | 27879.5 | 6991.38
0 | 1.1598 |  |  | 8102.49 | 5049.19
0 | 0.44867 |  |  | 8024.58 | 3232.74
0 | 0 |  |  | 9675.94 | 110.929
0 | 0 |  |  | 2598.6 | -5.1328
0 | 0 |  |  | 4711.8 | -5.1328
0 | 0 |  |  | 6287.07 | -5.1328
0 | 0 |  |  | 0 | -5.1328
0 | 0 |  |  | 10940.9 | -5.1328
0 | 0 |  |  | 7252.25 | -5.1328
0 | 0 |  |  | 0 | -5.1328
0 | 0 |  |  | 12062.7 | -5.1328
0 | 0 |  |  | 32757.4 | -5.1328
0 | 0 |  |  | 29823 | -5.1328
0 | 0 |  |  | 21073.5 | -5.1328
0 | 0.025833 |  |  | 11177 | -5.1328
0 | 0.22812 |  |  | 9854.98 | 2818.03
0 | 1.1531 |  |  | 38195.4 | 7594.55
0 | 2.824 |  |  | 39397 | 11714
0 | 2.8066 |  |  | 39571.7 | 14700.5
0 | 2.124 |  |  | 38684.4 | 16430.5
0 | 3.298 |  |  | 37565.6 | 16770.6
0 | 3.1463 |  |  | 34685.3 | 16405.1
0 | 1.2841 |  |  | 33816.1 | 14804.5
0 | 2.2681 |  |  | 38116.1 | 11993.4
0 | 1.6696 |  |  | 31832.3 | 8033.01
0 | 0.61532 |  |  | 32301.8 | 3338.48
0 | 0 |  |  | 35347.6 | 102.18
163.617 | 0 |  |  | 34277.2 | -5.1328
682.579 | 0 |  |  | 38154.7 | -5.1328
821.221 | 0 |  |  | 39347.2 | -5.1328
0 | 0 |  |  | 37145.6 | -5.1328
0 | 0 |  |  | 8866.88 | -5.1328
0 | 0 |  |  | 0 | -5.1328
0 | 0 |  |  | 0 | -5.1328
0 | 0 |  |  | 0 | -5.1328
0 | 0 |  |  | 0 | -5.1328
0 | 0 |  |  | 677.644 | -5.1328
0 | 0 |  |  | 11219.6 | -5.1328
0 | 0.075616 |  |  | 15203.2 | -5.1328
0 | 0.90734 |  |  | 11300.1 | 2925.08
0 | 1.972 |  |  | 5194.29 | 7703.46
0 | 2.8507 |  |  | 10600.7 | 11635
0 | 3.4589 |  |  | 17161.7 | 14402.5
525.39 | 3.791 |  |  | 17477.1 | 16138.5
1171.31 | 3.8843 |  |  | 23731 | 16662.9
1559.71 | 3.7098 |  |  | 22428.6 | 16018.5
1256.87 | 2.4488 |  |  | 29689 | 14493.3
977.03 | 2.5751 |  |  | 33158.8 | 11851.6
941.289 | 1.6277 |  |  | 25815.4 | 8027.29
509.996 | 0.60573 |  |  | 16955.9 | 3337.26
2276.32 | 0 |  |  | 2603.16 | 95.0759
4177.8 | 0 |  |  | 0 | -5.1328
3207.78 | 0 |  |  | 4907.7 | -5.1328
3957.6 | 0 |  |  | 10566.7 | -5.1328
5958.75 | 0 |  |  | 11754.5 | -5.1328
6608.2 | 0 |  |  | 32463.9 | -5.1328
6414.4 | 0 |  |  | 9320.3 | -5.1328
6577.33 | 0 |  |  | 10858.7 | -5.1328
6321.19 | 0 |  |  | 19231.7 | -5.1328
5936.82 | 0 |  |  | 1409.12 | -5.1328
4518.97 | 0 |  |  | 0 | -5.1328
4184.1 | 0 |  |  | 0 | -5.1328
4162.02 | 0.070804 |  |  | 0 | 40.7326
3296.38 | 0.51898 |  |  | 0 | 2933.32
2036.51 | 1.0946 |  |  | 0 | 7503.22
777.581 | 1.5596 |  |  | 0 | 11393.7
738.501 | 2.2136 |  |  | 834.723 | 14204.6
654.477 | 1.8786 |  |  | 6666.5 | 16082.1
2096.49 | 2.0713 |  |  | 1361.67 | 16770.6
3142.36 | 2.3515 |  |  | 6466.15 | 16268
4366.42 | 2.0186 |  |  | 9579.92 | 14561.3
5385.14 | 1.362 |  |  | 13616.9 | 11763
4494.93 | 0.86803 |  |  | 19932.1 | 7736.07
5156.57 | 0.36359 |  |  | 17038.6 | 3136.98
12163.7 | 0.01817 |  |  | 7772.87 | 81.0012
23658.8 | 0 |  |  | 9069.33 | -5.1328
32330.2 | 0 |  |  | 2059.61 | -5.1328
25276.4 | 0 |  |  | 1882.77 | -5.1328
30954.3 | 0 |  |  | 0 | -5.1328
31596.1 | 0 |  |  | 0 | -5.1328
27279.3 | 0 |  |  | 0 | -5.1328
20529.4 | 0 |  |  | 0 | -5.1328
16685.5 | 0 |  |  | 0 | -5.1328
2094.19 | 0 |  |  | 0 | -5.1328
0 | 0 |  |  | 0 | -5.1328
249.929 | 0 |  |  | 0 | -5.1328
1144.6 | 0.086732 |  |  | 0 | 40.4694
0 | 0.58887 |  |  | 0 | 2877.07
5612.07 | 1.3501 |  |  | 0 | 7539.67
3643.53 | 3.0072 |  |  | 0 | 11498.8
0 | 3.6595 |  |  | 0 | 14202.2
993.874 | 4.0503 |  |  | 0 | 15594.1
4075.52 | 4.1335 |  |  | 0 | 16274.4
1469.98 | 3.9242 |  |  | 0 | 15849.9
2208.19 | 3.4495 |  |  | 0 | 14157.8
3444.85 | 2.7064 |  |  | 0 | 11633.8
2512.38 | 1.7059 |  |  | 0 | 7849.39
2115.56 | 0.64145 |  |  | 882.076 | 3184.31
6187.19 | 0.031773 |  |  | 0 | 112.84
17513.6 | 0 |  |  | 0 | -5.1328
14799.8 | 0 |  |  | 0 | -5.1328
15656.5 | 0 |  |  | 0 | -5.1328
7074.21 | 0 |  |  | 0 | -5.1328
4498.24 | 0 |  |  | 0 | -5.1328
6335.31 | 0 |  |  | 0 | -5.1328
9078.67 | 0 |  |  | 0 | -5.1328
5960.97 | 0 |  |  | 0 | -5.1328
8012.18 | 0 |  |  | 0 | -5.1328
18718.3 | 0 |  |  | 0 | -5.1328
18418.1 | 0 |  |  | 0 | -5.1328
19932 | 0.12817 |  |  | 1417.01 | 61.0097
29082.7 | 0.98171 |  |  | 7146.73 | 2965.61
39076.8 | 1.8368 |  |  | 2103.59 | 7775.58
35994.9 | 2.6278 |  |  | 1012.49 | 11941.5
37257.8 | 3.6508 |  |  | 0 | 14963.5
36280.1 | 4.0309 |  |  | 0 | 16628
33804 | 4.11 |  |  | 0 | 16770.6
34269.8 | 3.9134 |  |  | 1959.75 | 16697.2
27953.6 | 3.4495 |  |  | 0 | 14964.3
32059.2 | 2.7048 |  |  | 700.405 | 12015.2
25870.2 | 1.7256 |  |  | 18252.3 | 7849.62
31063.6 | 0.65708 |  |  | 10965.6 | 3263.1
34226.4 | 0.035634 |  |  | 18.5481 | 103.854
30559.2 | 0 |  |  | 964.276 | -5.1328
34358.8 | 0 |  |  | 0 | -5.1328
32179.6 | 0 |  |  | 18280.8 | -5.1328
26121.5 | 0 |  |  | 0 | -5.1328
23654.9 | 0 |  |  | 1292.19 | -5.1328
23894.9 | 0 |  |  | 5742.71 | -5.1328
7018.28 | 0 |  |  | 3492.01 | -5.1328
5876.31 | 0 |  |  | 10776.9 | -5.1328
6305.32 | 0 |  |  | 24012.6 | -5.1328
11578.8 | 0 |  |  | 31615.5 | -5.1328
7760.26 | 0 |  |  | 32790.2 | -5.1328
12761.9 | 0.12426 |  |  | 35223.3 | 90.0192
13718.9 | 0.48276 |  |  | 25602 | 3129.04
6625.88 | 1.093 |  |  | 2993.78 | 7822.52
4485.59 | 1.2426 |  |  | 19057.2 | 11505.4
4539.45 | 1.801 |  |  | 29637.2 | 13845.8
3995.05 | 1.2336 |  |  | 31342.7 | 15021.9
5869.35 | 2.5019 |  |  | 15207.1 | 15879.2
9728.21 | 1.8787 |  |  | 15199.4 | 15632.6
13254.8 | 1.3918 |  |  | 27649.3 | 14248.1
14392.2 | 0.83242 |  |  | 30882.2 | 11693
16911.9 | 0.28846 |  |  | 31522.8 | 7804.4
18872.9 | 0.12009 |  |  | 27977.7 | 3269.23
12048.9 | 0.0076494 |  |  | 18752.1 | 113.997
15092.2 | 0 |  |  | 8844.77 | -5.1328
12785.5 | 0 |  |  | 8009.94 | -5.1328
9246.09 | 0 |  |  | 21876.7 | -5.1328
5960.56 | 0 |  |  | 23110 | -5.1328
7777.82 | 0 |  |  | 4923.6 | -5.1328
8045.98 | 0 |  |  | 5109.48 | -5.1328
5274.2 | 0 |  |  | 1344.01 | -5.1328
5303.43 | 0 |  |  | 2771 | -5.1328
5749.94 | 0 |  |  | 2845.59 | -5.1328
8174.64 | 0 |  |  | 931.834 | -5.1328
6382.61 | 0 |  |  | 0 | -5.1328
8184.15 | 0.099004 |  |  | 0 | 82.5573
3362.96 | 0.66419 |  |  | 820.503 | 2966.73
2563.28 | 1.4751 |  |  | 3201.92 | 7436.08
3345.25 | 1.2559 |  |  | 10831.6 | 11208.1
4834.9 | 2.1944 |  |  | 11159.3 | 13722.7
3079.92 | 1.3976 |  |  | 10027.4 | 14969.9
2867.51 | 2.0737 |  |  | 24059.1 | 15417.6
3619.85 | 2.5343 |  |  | 17823.8 | 13087.3
1885.79 | 1.3322 |  |  | 15180.7 | 9264.75
1729.76 | 1.096 |  |  | 21086 | 7112.27
1832.65 | 0.6277 |  |  | 21298.3 | 6802.25
1122.82 | 0.38016 |  |  | 16807.6 | 1666.95
0 | 0.029798 |  |  | 19696.6 | 125.911
826.279 | 0 |  |  | 34372.8 | -5.1328
0 | 0 |  |  | 9290.82 | -5.1328
0 | 0 |  |  | 2409.18 | -5.1328
0 | 0 |  |  | 2807.58 | -5.1328
0 | 0 |  |  | 4544.11 | -5.1328
0 | 0 |  |  | 97.9638 | -5.1328
0 | 0 |  |  | 0 | -5.1328
0 | 0 |  |  | 0 | -5.1328
0 | 0 |  |  | 0 | -5.1328
652.011 | 0 |  |  | 0 | -5.1328
2119.18 | 0 |  |  | 0 | -5.1328
6842.7 | 0.031385 |  |  | 0 | 137.136
7183.62 | 0.31624 |  |  | 0 | 2873.61
6978.25 | 0.94921 |  |  | 0 | 7709.15
19425.1 | 1.8342 |  |  | 843.631 | 11623.7
27005.8 | 2.8304 |  |  | 4315.3 | 14258.7
26245.9 | 1.8555 |  |  | 7522.73 | 15658.5
30697.6 | 2.0617 |  |  | 5599.4 | 16093
33170.8 | 2.3242 |  |  | 6810.61 | 15767.8
37021.2 | 1.6797 |  |  | 9582.91 | 14410.3
37769.6 | 1.1341 |  |  | 14539.4 | 11663
38557.2 | 0.74477 |  |  | 11653.9 | 7691.81
37392.8 | 0.55671 |  |  | 9252.15 | 3132.7
37298.9 | 0.044758 |  |  | 10758.3 | 150.733
39568.3 | 0 |  |  | 13191 | -5.1328
40016.7 | 0 |  |  | 21889.4 | -5.1328
39547.4 | 0 |  |  | 12210.6 | -5.1328
39330.6 | 0 |  |  | 3659.05 | -5.1328
38056.6 | 0 |  |  | 0 | -5.1328
31419.1 | 0 |  |  | 0 | -5.1328
14725.6 | 0 |  |  | 0 | -5.1328
19160.5 | 0 |  |  | 0 | -5.1328
12365.4 | 0 |  |  | 0 | -5.1328
18640 | 0 |  |  | 0 | -5.1328
13251.2 | 0 |  |  | 0 | -5.1328
13121.6 | 0.10737 |  |  | 0 | 134.997
15363.2 | 0.55025 |  |  | 0 | 3547.83
8112.13 | 1.4756 |  |  | 0 | 8717.05
8487.73 | 2.7149 |  |  | 0 | 12955.1
11350 | 2.9912 |  |  | 0 | 15871.8
21811.1 | 3.347 |  |  | 0 | 16770.6
23246.1 | 3.0362 |  |  | 0 | 16770.6
21254.4 | 3.8113 |  |  | 8045.8 | 16770.6
21804.1 | 3.2249 |  |  | 4441.52 | 15106.3
17141.7 | 2.9914 |  |  | 7152.62 | 12254.7
17969.9 | 1.9155 |  |  | 25086.7 | 8300.8
14112.7 | 0.7583 |  |  | 0 | 3505.76
12659.2 | 0.050878 |  |  | 0 | 134.19
16687.3 | 0 |  |  | 0 | -5.1328
22730.6 | 0 |  |  | 0 | -5.1328
13473.9 | 0 |  |  | 0 | -5.1328
6120.18 | 0 |  |  | 0 | -5.1328
8657.53 | 0 |  |  | 0 | -5.1328
2371.83 | 0 |  |  | 0 | -5.1328
2541.02 | 0 |  |  | 0 | -5.1328
2360.93 | 0 |  |  | 0 | -5.1328
1203.39 | 0 |  |  | 0 | -5.1328
882.347 | 0 |  |  | 0 | -5.1328
872.478 | 0 |  |  | 358.16 | -5.1328
1832.45 | 0.12038 |  |  | 0 | 133.434
487.739 | 0.60693 |  |  | 11.0788 | 3440.75
1584.16 | 2.3069 |  |  | 315.29 | 8107.64
3131.86 | 3.2984 |  |  | 0 | 11578.4
3796.06 | 4.0345 |  |  | 2500.42 | 14051.9
3003.14 | 4.4467 |  |  | 4766.28 | 15512.2
5454.79 | 4.5594 |  |  | 8281.88 | 15990.1
5002.66 | 4.3725 |  |  | 9597.73 | 14154.6
7439.91 | 3.8635 |  |  | 11868.8 | 12505.8
22483.4 | 3.0494 |  |  | 13926.2 | 11154.9
8758.76 | 1.9695 |  |  | 17120.2 | 6309.39
9432.55 | 0.78927 |  |  | 16747.2 | 2643.46
4606.25 | 0.049395 |  |  | 11959.4 | 145.422
11340.7 | 0 |  |  | 15587.3 | -5.1328
23312.4 | 0 |  |  | 3690.56 | -5.1328
23343.4 | 0 |  |  | 0 | -5.1328
23118.9 | 0 |  |  | 3960.34 | -5.1328
22928.7 | 0 |  |  | 23628 | -5.1328
27180 | 0 |  |  | 13837.8 | -5.1328
28059.9 | 0 |  |  | 10859.5 | -5.1328
26648.6 | 0 |  |  | 4415.29 | -5.1328
26160.6 | 0 |  |  | 2232.71 | -5.1328
18150.7 | 0 |  |  | 187.606 | -5.1328
20568.5 | 0 |  |  | 0 | -5.1328
21453.5 | 0.22876 |  |  | 72.0468 | 104.094
15437 | 0.74216 |  |  | 0 | 403.593
12717.6 | 1.469 |  |  | 0 | 3515.99
0 | 1.6269 |  |  | 0 | 6583.41
463.042 | 3.6456 |  |  | 0 | 7342.98
2026.83 | 4.0491 |  |  | 0 | 2999.57
0 | 3.3392 |  |  | 284.613 | 2388.19
0 | 2.8285 |  |  | 1402.97 | 4899.24
0 | 3.1631 |  |  | 1325.28 | 290.844
0 | 0.81093 |  |  | 1899.7 | 6911.18
0 | 1.4849 |  |  | 3624.38 | 467.761
2437.2 | 0.60781 |  |  | 6654.89 | 1943.85
4682.58 | 0.036284 |  |  | 5939.03 | 72.8314
18594.5 | 0 |  |  | 6315.4 | -5.1328
16588.1 | 0 |  |  | 4530.4 | -5.1328
25731.8 | 0 |  |  | 6530.56 | -5.1328
20307.2 | 0 |  |  | 10377.3 | -5.1328
13890.6 | 0 |  |  | 5077.84 | -5.1328
13286.1 | 0 |  |  | 13497.2 | -5.1328
11555.7 | 0 |  |  | 7455.06 | -5.1328
8628.57 | 0 |  |  | 412.052 | -5.1328
8588.85 | 0 |  |  | 3267.07 | -5.1328
4964.06 | 0 |  |  | 7759.36 | -5.1328
4811.12 | 0 |  |  | 7077.38 | -5.1328
1366.74 | 0.18009 |  |  | 6908.02 | 66.0323
0 | 0.88572 |  |  | 4546.27 | 1954.56
0 | 1.6978 |  |  | 3677.2 | 7862.59
0 | 2.5594 |  |  | 5173.57 | 11696.9
0 | 3.0445 |  |  | 5478.54 | 14575.2
0 | 4.0277 |  |  | 6928.73 | 16329
0 | 4.0882 |  |  | 7375.6 | 11181.6
0 | 3.9178 |  |  | 13804.4 | 16313.7
0 | 2.8297 |  |  | 16726.3 | 14793.2
471.861 | 2.312 |  |  | 21567.3 | 11934.1
783.947 | 1.5821 |  |  | 16337.7 | 7957.47
2244.21 | 0.39165 |  |  | 19155 | 3331.99
783.55 | 0.039115 |  |  | 29062.7 | 182.603
3533.42 | 0 |  |  | 32039.2 | -5.1328
1878.08 | 0 |  |  | 35266.6 | -5.1328
7758.65 | 0 |  |  | 21092.1 | -5.1328
8707.25 | 0 |  |  | 26458.5 | -5.1328
12675 | 0 |  |  | 22007 | -5.1328
9666.68 | 0 |  |  | 24825.1 | -5.1328
4967.8 | 0 |  |  | 3145.31 | -5.1328
3680.17 | 0 |  |  | 0 | -5.1328
4224.45 | 0 |  |  | 0 | -5.1328
2167.02 | 0 |  |  | 0 | -5.1328
2927.43 | 0 |  |  | 0 | -5.1328
4395.05 | 0.15482 |  |  | 0 | 182.719
5362.42 | 0.51377 |  |  | 0 | 1932.55
3302.98 | 1.3218 |  |  | 0 | 5549.22
4551.32 | 2.7174 |  |  | 0 | 7805.95
3847.22 | 3.7572 |  |  | 0 | 14643.5
1953.09 | 4.1443 |  |  | 1029.89 | 12900.7
2904.24 | 4.1814 |  |  | 4873.08 | 14366.4
3611.77 | 3.2092 |  |  | 5623.56 | 15999.1
1004.83 | 3.5859 |  |  | 8606.6 | 12056
1720.47 | 2.8429 |  |  | 16695.4 | 8939.15
4295.43 | 1.8535 |  |  | 20102.6 | 5949.48
7426.82 | 0.76121 |  |  | 21334.5 | 1647.63
16341.5 | 0.057067 |  |  | 24062.7 | 214.084
25594.4 | 0 |  |  | 36591.5 | -5.1328
27952.6 | 0 |  |  | 22427.8 | -5.1328
24169.2 | 0 |  |  | 4563.55 | -5.1328
15856.9 | 0 |  |  | 6110.79 | -5.1328
34314.1 | 0 |  |  | 17806 | -5.1328
14774.1 | 0 |  |  | 25337.9 | -5.1328
30937.4 | 0 |  |  | 4231.35 | -5.1328
16115.7 | 0 |  |  | 1034.83 | -5.1328
8704.04 | 0 |  |  | 0 | -5.1328
32580.6 | 0 |  |  | 0 | -5.1328
30373 | 0 |  |  | 50.1854 | -5.1328
26012.2 | 0.25159 |  |  | 0 | -5.1328
28497 | 1.1882 |  |  | 0 | 905.47
30025.3 | 2.2537 |  |  | 404.28 | 183.107
27757.7 | 3.1544 |  |  | 0 | 1630.65
20282 | 3.7548 |  |  | 590.35 | 4576.8
20350.9 | 4.1039 |  |  | 0 | 4902.07
18715.2 | 4.1482 |  |  | 2672.19 | 6606.47
20374.6 | 3.9457 |  |  | 2183.68 | 6261.18
22709.8 | 3.4414 |  |  | 4406.39 | 9650.36
19158.3 | 2.6646 |  |  | 4196.35 | 12368
22645.2 | 0.64223 |  |  | 8623.96 | 8326.46
25079.5 | 0.097859 |  |  | 5891.09 | 3524.85
20008.8 | 0.0097646 |  |  | 19186.8 | -5.1328
22067.7 | 0 |  |  | 34879.6 | -5.1328
18248.1 | 0 |  |  | 29615.3 | -5.1328
28702.5 | 0 |  |  | 23869.7 | -5.1328
18598.4 | 0 |  |  | 10284.6 | -5.1328
18384.1 | 0 |  |  | 825.343 | -5.1328
26976.5 | 0 |  |  | 0 | -5.1328
18250.5 | 0 |  |  | 0 | -5.1328
19601.6 | 0 |  |  | 0 | -5.1328
15847.5 | 0 |  |  | 0 | -5.1328
17061.1 | 0 |  |  | 0 | -5.1328
11657.5 | 0 |  |  | 0 | -5.1328
11996.8 | 0.0434 |  |  | 0 | 277.208
5312.64 | 0.14375 |  |  | 0 | 3739.17
4624.99 | 0.5205 |  |  | 0 | 8630.4
8648.57 | 0.48886 |  |  | 0 | 12550.2
13011.6 | 0.90704 |  |  | 0 | 15120.8
13647.4 | 0.79321 |  |  | 728.694 | 16388.5
13783.4 | 1.0342 |  |  | 2058.01 | 16770.6
14411.9 | 0.75971 |  |  | 7136.2 | 16693.2
20951.4 | 0.95833 |  |  | 4701.99 | 14924.2
24093.3 | 0.62114 |  |  | 5065.75 | 12055.2
27593.9 | 0.50811 |  |  | 8972.73 | 8065.97
32294.4 | 0.14859 |  |  | 15547.8 | 3402.46
29112.2 | 0.010103 |  |  | 14706.4 | 251.005
33339.2 | 0 |  |  | 9626.13 | -5.1328
29260.8 | 0 |  |  | 12206.9 | -5.1328
35395 | 0 |  |  | 21965.9 | -5.1328
28886.4 | 0 |  |  | 27148.2 | -5.1328
36927 | 0 |  |  | 19474.1 | -5.1328
36168.4 | 0 |  |  | 4399.95 | -5.1328
31792.4 | 0 |  |  | 648.048 | -5.1328
23913.8 | 0 |  |  | 0 | -5.1328
23369.3 | 0 |  |  | 0 | -5.1328
26063.5 | 0 |  |  | 0 | -5.1328
21617 | 0 |  |  | 744.829 | -5.1328
25485.2 | 0.074601 |  |  | 0 | 299.809
36830 | 0.18538 |  |  | 0 | 3783.76
39342.1 | 0.39752 |  |  | 0 | 8628.76
39272.9 | 0.70821 |  |  | 0 | 12513.4
39091.5 | 1.0798 |  |  | 444.764 | 15048.9
39604.6 | 1.2369 |  |  | 3882.42 | 16291.7
39512.9 | 1.52 |  |  | 6897.05 | 15250.5
39466.2 | 2.5592 |  |  | 7767.85 | 16144.4
38915.9 | 1.8515 |  |  | 24429.8 | 14714.9
37676.9 | 1.48 |  |  | 35871.7 | 12119.1
36413.1 | 0.81196 |  |  | 36291.4 | 8188.35
30287.1 | 0.31576 |  |  | 36707.6 | 3452.48
26844.8 | 0.042707 |  |  | 31350.5 | 244.332
32391.5 | 0 |  |  | 32635.9 | -5.1328
29209.9 | 0 |  |  | 20576.2 | -5.1328
24194.8 | 0 |  |  | 17106.8 | -5.1328
25122.4 | 0 |  |  | 18145.7 | -5.1328
27238.1 | 0 |  |  | 15781.2 | -5.1328
27037.4 | 0 |  |  | 17219.5 | -5.1328
19770.1 | 0 |  |  | 34582.5 | -5.1328
19752.6 | 0 |  |  | 16146.6 | -5.1328
11681.3 | 0 |  |  | 23668.3 | -5.1328
9992.77 | 0 |  |  | 2878.17 | -5.1328
11657.1 | 0 |  |  | 14807.7 | -5.1328
11729.5 | 0.28679 |  |  | 0 | -5.1328
8763.88 | 1.19 |  |  | 4761.44 | 3453.99
12672.8 | 2.2168 |  |  | 16044.8 | 8303.77
12404.6 | 3.0553 |  |  | 18636.1 | 12121.7
18628.4 | 2.9516 |  |  | 7978.95 | 14549
9694.18 | 3.7719 |  |  | 10276.7 | 15663.3
7816.25 | 4.0345 |  |  | 18196.3 | 15790.3
1409.77 | 3.8462 |  |  | 16432.2 | 15137.8
3211.67 | 3.3953 |  |  | 16571.9 | 13771.6
2046.75 | 2.6989 |  |  | 24673.5 | 11219.1
6146.03 | 1.7694 |  |  | 26168.9 | 7535.96
0 | 0.7515 |  |  | 23104.4 | 3229.23
540.716 | 0.073458 |  |  | 24217.2 | 246.271
0 | 0 |  |  | 30283.8 | -5.1328
0 | 0 |  |  | 16595.7 | -5.1328
0 | 0 |  |  | 28767.6 | -5.1328
1503.07 | 0 |  |  | 24540.3 | -5.1328
0 | 0 |  |  | 23065.2 | -5.1328
0 | 0 |  |  | 0 | -5.1328
0 | 0 |  |  | 0 | -5.1328
0 | 0 |  |  | 1285.2 | -5.1328
0 | 0 |  |  | 12422.7 | -5.1328
608.147 | 0 |  |  | 18531.8 | -5.1328
975.706 | 0 |  |  | 15390.1 | -5.1328
1507.17 | 0.29488 |  |  | 24312.3 | 352.663
1468.27 | 1.205 |  |  | 8844.15 | 3549.89
779.206 | 2.2297 |  |  | 14893.2 | 8057.61
433.447 | 3.0832 |  |  | 9041.53 | 11817.2
641.05 | 3.6973 |  |  | 5268.24 | 14425.6
0 | 3.748 |  |  | 2330.71 | 15815.7
0 | 3.5178 |  |  | 6333.17 | 16227.4
0 | 3.4028 |  |  | 9807.14 | 15950.3
0 | 1.1478 |  |  | 13206.6 | 14755.4
0 | 0.045351 |  |  | 16104.8 | 11952.4
0 | 0.27349 |  |  | 22212.8 | 7927.82
0 | 0.1001 |  |  | 26604 | 3284.01
0 | 0.014559 |  |  | 4950.38 | 314.986
0 | 0 |  |  | 12660.4 | -5.1328
0 | 0 |  |  | 19756.6 | -5.1328
949.07 | 0 |  |  | 12582.5 | -5.1328
607.06 | 0 |  |  | 25519.3 | -5.1328
2277.17 | 0 |  |  | 26217.4 | -5.1328
6774.22 | 0 |  |  | 16351 | -5.1328
11078.1 | 0 |  |  | 9507.26 | -5.1328
17537.4 | 0 |  |  | 11249.2 | -5.1328
22554.6 | 0 |  |  | 11640.7 | -5.1328
22700.4 | 0 |  |  | 14108 | -5.1328
26656.2 | 0 |  |  | 4118.01 | -5.1328
26401.4 | 0.19107 |  |  | 0 | 429.594
22891 | 1.1801 |  |  | 0 | 3778.76
21090 | 2.2061 |  |  | 0 | 8520.13
33994.3 | 3.0693 |  |  | 0 | 12594.6
38479.5 | 3.6797 |  |  | 0 | 15565.3
38906.8 | 4.048 |  |  | 0 | 16770.6
39645.6 | 4.1314 |  |  | 0 | 16770.6
39379.1 | 3.9407 |  |  | 0 | 16770.6
39470 | 3.4772 |  |  | 2564.13 | 14913.6
34807.7 | 2.7691 |  |  | 5443.04 | 11942
25380.1 | 1.8158 |  |  | 7681.25 | 7918.38
39659.8 | 0.77305 |  |  | 8571.14 | 3351.44
40053.4 | 0.086042 |  |  | 9172.93 | 323.434
39630 | 0 |  |  | 6701.3 | -5.1328
39439.4 | 0 |  |  | 11997.3 | -5.1328
38691.2 | 0 |  |  | 8968.32 | -5.1328
39253 | 0 |  |  | 12477.6 | -5.1328
38274 | 0 |  |  | 3007.72 | -5.1328
38371 | 0 |  |  | 5351.69 | -5.1328
35591 | 0 |  |  | 21511.4 | -5.1328
36358.5 | 0 |  |  | 26551.9 | -5.1328
22936.3 | 0 |  |  | 675.18 | -5.1328
26320.8 | 0 |  |  | 5458.35 | -5.1328
23078 | 0 |  |  | 2272.7 | -5.1328
16813.4 | 0.30506 |  |  | 5888.45 | 419.559
15284.6 | 1.2168 |  |  | 840.466 | 3762.1
10554.8 | 2.2247 |  |  | 1209.28 | 8433.33
12684.7 | 3.0337 |  |  | 1738.9 | 12381.8
7863.29 | 3.5458 |  |  | 5546.7 | 15015.3
14233 | 3.8356 |  |  | 3760.5 | 16504.2
17298.9 | 3.8763 |  |  | 2928.54 | 16770.6
25814.8 | 3.6691 |  |  | 2655.63 | 16086.4
25119.2 | 3.2289 |  |  | 1619.21 | 14412.9
30634 | 2.5742 |  |  | 3547.39 | 11641.4
23613.3 | 1.6877 |  |  | 3232.51 | 7744.97
18523.5 | 0.63007 |  |  | 782.536 | 3279.83
19402.5 | 0.090254 |  |  | 0 | 288.457
28581.7 | 0 |  |  | 184.9 | -5.1328
28477 | 0 |  |  | 0 | -5.1328
27763.4 | 0 |  |  | 1355.63 | -5.1328
27532.6 | 0 |  |  | 0 | -5.1328
26262.4 | 0 |  |  | 0 | -5.1328
30289.6 | 0 |  |  | 0 | -5.1328
30737.9 | 0 |  |  | 0 | -5.1328
31516.4 | 0 |  |  | 1188.26 | -5.1328
30737.6 | 0 |  |  | 3619.81 | -5.1328
27022.1 | 0 |  |  | 1730 | -5.1328
21440.6 | 0 |  |  | 1331.65 | -5.1328
18912.6 | 0.31637 |  |  | 1374.33 | 416.638
8436.08 | 1.1705 |  |  | 0 | 3724.12
3450.73 | 0.75952 |  |  | 524.338 | 8303.94
4980.05 | 0.84059 |  |  | 0 | 12090
3626.15 | 1.7351 |  |  | 1970.42 | 14641.1
1177.25 | 1.5118 |  |  | 5397.15 | 15962.8
1073.4 | 2.6435 |  |  | 2501.83 | 16337.3
786.375 | 2.5562 |  |  | 3749.99 | 15715.5
0 | 2.1975 |  |  | 4514.94 | 13943
1526.86 | 2.5162 |  |  | 2127.19 | 11327.1
0 | 1.1896 |  |  | 7017.51 | 7541.94
0 | 0.60858 |  |  | 14261.4 | 3171.72
0 | 0.10281 |  |  | 9620.99 | 289.38
0 | 0 |  |  | 10561.8 | -5.1328
0 | 0 |  |  | 10443.5 | -5.1328
0 | 0 |  |  | 11450.7 | -5.1328
781.86 | 0 |  |  | 0 | -5.1328
1172.73 | 0 |  |  | 0 | -5.1328
5321.07 | 0 |  |  | 0 | -5.1328
6471.84 | 0 |  |  | 0 | -5.1328
4208.63 | 0 |  |  | 0 | -5.1328
3335.76 | 0 |  |  | 0 | -5.1328
6741.16 | 0 |  |  | 0 | -5.1328
6301.36 | 0 |  |  | 0 | -5.1328
8961.71 | 0.26798 |  |  | 0 | 407.933
10217.2 | 0.3104 |  |  | 0 | 3617.78
8581.01 | 0.60926 |  |  | 0 | 7987.11
4053.88 | 2.5301 |  |  | 0 | 11542.9
2097.67 | 3.8286 |  |  | 0 | 13988.4
3858.77 | 4.1699 |  |  | 0 | 15403.4
3242.46 | 4.2669 |  |  | 0 | 15916.3
4131.84 | 4.0219 |  |  | 0 | 15340.8
2762.66 | 3.5192 |  |  | 0 | 14164
3823.5 | 2.7616 |  |  | 38482.3 | 11300.6
5315.15 | 1.8133 |  |  | 0 | 7390.18
8619.43 | 0.62699 |  |  | 0 | 3085.32
11114.7 | 0.1091 |  |  | 0 | 342.91
31016.4 | 0 |  |  | 3380.21 | -5.1328
12573.2 | 0 |  |  | 251.718 | -5.1328
13360.8 | 0 |  |  | 5359.96 | -5.1328
8210.11 | 0 |  |  | 0 | -5.1328
8423.98 | 0 |  |  | 0 | -5.1328
8691.05 | 0 |  |  | 0 | -5.1328
8633.29 | 0 |  |  | 1323.45 | -5.1328
9389.97 | 0 |  |  | 0 | -5.1328
10913.3 | 0 |  |  | 841.2 | -5.1328
13784.8 | 0 |  |  | 2889.98 | -5.1328
15113.1 | 0 |  |  | 2956.81 | -5.1328
15924.7 | 0.028374 |  |  | 5672.15 | 459.96
16787.4 | 0.15351 |  |  | 3950.25 | 3398.65
17969 | 0.32566 |  |  | 4008.85 | 8057.23
26345.7 | 1.322 |  |  | 5818.77 | 11645.6
27730 | 1.7098 |  |  | 8980.41 | 14048.8
25226.6 | 1.9752 |  |  | 11741.1 | 15583
36638 | 1.638 |  |  | 15218.2 | 16060.1
23705.5 | 0.96851 |  |  | 29552.3 | 15441.2
17850.2 | 0.85347 |  |  | 32310.3 | 13847.8
36004.6 | 0.68104 |  |  | 31144.1 | 11296.4
26495.7 | 0.36169 |  |  | 28091 | 5241.37
34296.8 | 0.78484 |  |  | 30066.4 | 2238.29
36938.4 | 0.13603 |  |  | 14608.5 | 22.6345
26878.3 | 0 |  |  | 23671.9 | -5.1328
38073.8 | 0 |  |  | 22598.5 | -5.1328
39254.9 | 0 |  |  | 26745.6 | -5.1328
38315.7 | 0 |  |  | 22028.1 | -5.1328
37672 | 0 |  |  | 29529.7 | -5.1328
38086.6 | 0 |  |  | 32708.8 | -5.1328
37686.9 | 0 |  |  | 17369.7 | -5.1328
39240.6 | 0 |  |  | 20269.9 | -5.1328
38533.5 | 0 |  |  | 31196.3 | -5.1328
38928.3 | 0 |  |  | 35187.6 | -5.1328
39002.6 | 0 |  |  | 32209.5 | -5.1328
38180 | 0.40082 |  |  | 33436.3 | 516.022
39388.9 | 1.3823 |  |  | 37875.1 | 3596.97
37402.4 | 2.4519 |  |  | 18793.6 | 7961.75
39584.6 | 3.3346 |  |  | 37404.2 | 11580.1
39402 | 3.975 |  |  | 39910.3 | 14002.9
39122.7 | 4.32 |  |  | 40053.4 | 13948.6
39398.1 | 4.3694 |  |  | 39847.5 | 15508.6
37949.8 | 4.1502 |  |  | 39296.6 | 14841
38536.2 | 3.6686 |  |  | 10413.1 | 12390.8
36991.9 | 2.1336 |  |  | 27988.6 | 10258.8
34161.8 | 1.3736 |  |  | 6510.96 | 5440.1
34755.9 | 0.61536 |  |  | 22226.1 | 2706.99
32268.5 | 0.10359 |  |  | 21858.9 | 377.294
27191.4 | 0 |  |  | 4914.99 | -5.1328
32525.3 | 0 |  |  | 7692.08 | -5.1328
21578 | 0 |  |  | 4127.33 | -5.1328
16423.1 | 0 |  |  | 2534.49 | -5.1328
8586.51 | 0 |  |  | 1350.16 | -5.1328
7521.94 | 0 |  |  | 807.796 | -5.1328
9087.18 | 0 |  |  | 1783.93 | -5.1328
13178 | 0 |  |  | 0 | -5.1328
9169.37 | 0 |  |  | 22542.4 | -5.1328
4183.96 | 0 |  |  | 2814.6 | -5.1328
328.944 | 0 |  |  | 5337.84 | -5.1328
0 | 0.40483 |  |  | 4111.24 | 534.979
0 | 1.3895 |  |  | 18089 | 3684.75
0 | 2.0532 |  |  | 37365.4 | 7985.99
0 | 3.3351 |  |  | 36903.2 | 11462.7
0 | 3.9427 |  |  | 34183.3 | 11244.2
0 | 4.2657 |  |  | 34171.2 | 14552.3
0 | 4.3862 |  |  | 30258 | 13832.6
0 | 4.1503 |  |  | 27836.4 | 12833.6
0 | 3.6665 |  |  | 26135.9 | 13388.3
663.521 | 2.9267 |  |  | 25251.8 | 11051.8
2871.55 | 1.9482 |  |  | 19800.1 | 7508.1
4550.15 | 0.87201 |  |  | 14526 | 3192.53
5132.6 | 0.14158 |  |  | 19680.9 | 347.539
12007.1 | 0 |  |  | 13587.6 | -5.1328
13856.8 | 0 |  |  | 9308.81 | -5.1328
24125.1 | 0 |  |  | 6938.26 | -5.1328
21760.7 | 0 |  |  | 11650.4 | -5.1328
17133 | 0 |  |  | 4805.11 | -5.1328
16875.2 | 0 |  |  | 12394.3 | -5.1328
22296.7 | 0 |  |  | 7365.21 | -5.1328
12531.6 | 0 |  |  | 0 | -5.1328
19254.2 | 0 |  |  | 0 | -5.1328
22950.1 | 0 |  |  | 0 | -5.1328
26293.3 | 0 |  |  | 3707.62 | -5.1328
32091 | 0.2708 |  |  | 0 | 500.712
31077.1 | 0.49151 |  |  | 0 | 3747.68
32176.8 | 0.85604 |  |  | 0 | 8243.93
30114.5 | 0.81657 |  |  | 0 | 11983.8
32435 | 1.902 |  |  | 372.457 | 14559.5
36754.4 | 2.6086 |  |  | 1035.69 | 15971.8
35877.3 | 2.9506 |  |  | 0 | 16515.1
37037.1 | 2.437 |  |  | 0 | 15882
28914.3 | 2.321 |  |  | 0 | 14192.9
26247.8 | 1.7592 |  |  | 1328.47 | 11366.7
17734.1 | 1.5386 |  |  | 3202.28 | 7536.75
10784.5 | 0.64085 |  |  | 3482.58 | 3211.61
17960 | 0.13078 |  |  | 8878.08 | 373.828
18786 | 0 |  |  | 12901.8 | -5.1328
15760.7 | 0 |  |  | 21421.3 | -5.1328
5727.91 | 0 |  |  | 21411.6 | -5.1328
6011.98 | 0 |  |  | 28295.6 | -5.1328
5323.37 | 0 |  |  | 20973.8 | -5.1328
4722.1 | 0 |  |  | 25351.2 | -5.1328
5316.45 | 0 |  |  | 22613.5 | -5.1328
14876.3 | 0 |  |  | 980.275 | -5.1328
16355.7 | 0 |  |  | 13083.1 | -5.1328
25547.6 | 0 |  |  | 2032.89 | -5.1328
11727.3 | 0.015869 |  |  | 402.826 | -5.1328
18666.4 | 0.43268 |  |  | 0 | 511.575
4305.76 | 0.8408 |  |  | 0 | 3795.29
6185.37 | 2.4546 |  |  | 2024.48 | 8254.19
4515.76 | 2.3675 |  |  | 0 | 11898.4
7123.83 | 2.0526 |  |  | 0 | 14288.8
3668.04 | 2.7032 |  |  | 565.99 | 15634.4
5631.93 | 1.935 |  |  | 2014.79 | 16059.8
14319.5 | 2.5823 |  |  | 3428.15 | 15478.2
12929.3 | 2.1103 |  |  | 6067.38 | 13862.7
9201.68 | 2.2162 |  |  | 7933.73 | 11264
780.202 | 1.4381 |  |  | 5461.04 | 7524.88
4371.8 | 0.85386 |  |  | 5039.35 | 3176.45
44.8239 | 0.1559 |  |  | 8803.29 | 346.619
4160.72 | 0 |  |  | 9521.55 | -5.1328
4015.61 | 0 |  |  | 12078.5 | -5.1328
7902.81 | 0 |  |  | 7604.21 | -5.1328
10722.6 | 0 |  |  | 13419 | -5.1328
2113.06 | 0 |  |  | 0 | -5.1328
20704.6 | 0 |  |  | 438.91 | -5.1328
17009.8 | 0 |  |  | 0 | -5.1328
18052.7 | 0 |  |  | 0 | -5.1328
24435.6 | 0 |  |  | 0 | -5.1328
27478.2 | 0 |  |  | 0 | -5.1328
19968.1 | 0.032232 |  |  | 0 | -5.1328
17301.6 | 0.43385 |  |  | 0 | 293.087
10370.8 | 1.3945 |  |  | 0 | 955.926
6529.07 | 2.4117 |  |  | 0 | 2626.52
5309.24 | 3.2348 |  |  | 0 | 11599.3
4713.47 | 3.844 |  |  | 0 | 11684.1
2987.09 | 4.1327 |  |  | 0 | 14587.3
1650.86 | 4.1783 |  |  | 0 | 14473.7
1219.52 | 3.9311 |  |  | 0 | 12150.8
2444.13 | 3.4346 |  |  | 1051.83 | 11132.2
2632.62 | 2.728 |  |  | 1981.95 | 9171.02
2097.32 | 1.8246 |  |  | 2924.86 | 5732.46
3095.59 | 0.83617 |  |  | 2499.07 | 2728.84
5132.83 | 0.14299 |  |  | 6223.33 | 402.791
5622.02 | 0 |  |  | 7782.85 | -5.1328
6556.41 | 0 |  |  | 9374.55 | -5.1328
9592.37 | 0 |  |  | 7063.8 | -5.1328
4380.24 | 0 |  |  | 4655.8 | -5.1328
2447 | 0 |  |  | 1267.36 | -5.1328
2331.78 | 0 |  |  | 4665.84 | -5.1328
10044.9 | 0 |  |  | 0 | -5.1328
6323.36 | 0 |  |  | 780.478 | -5.1328
4882.76 | 0 |  |  | 0 | -5.1328
4272.61 | 0 |  |  | 0 | -5.1328
1800.62 | 0.031851 |  |  | 0 | -5.1328
3448.18 | 0.18703 |  |  | 0 | 629.213
505.837 | 0.35247 |  |  | 0 | 3700.4
418.244 | 0.40494 |  |  | 0 | 8008.56
1702.01 | 0.46131 |  |  | 5545.14 | 11671.6
2404.78 | 1.0601 |  |  | 2429.09 | 14319.3
6104.61 | 0.74555 |  |  | 8164.88 | 15630.3
12503.6 | 1.8848 |  |  | 24147 | 16159.8
19193.9 | 3.2493 |  |  | 30222.7 | 15679.8
19101.2 | 1.795 |  |  | 36351.2 | 14124
13199.3 | 1.8251 |  |  | 33726.7 | 10104.5
12920.6 | 1.1708 |  |  | 30588.6 | 6895.23
23319.9 | 0.23266 |  |  | 23015 | 3141.99
24100.8 | 0.13551 |  |  | 5894.46 | 480.66
16261 | 0 |  |  | 2554.94 | -5.1328
35910.5 | 0 |  |  | 25460.6 | -5.1328
26335.4 | 0 |  |  | 30125.6 | -5.1328
27644 | 0 |  |  | 845.431 | -5.1328
29864.8 | 0 |  |  | 7680.51 | -5.1328
27470.5 | 0 |  |  | 13678.1 | -5.1328
28699.5 | 0 |  |  | 23321.6 | -5.1328
26596.9 | 0 |  |  | 10968.9 | -5.1328
23625.9 | 0 |  |  | 24744.4 | -5.1328
17517.4 | 0 |  |  | 15860.7 | -5.1328
13401.9 | 0.041123 |  |  | 5177.56 | -5.1328
7744.68 | 0.47855 |  |  | 9664.83 | 694.538
643.668 | 1.1902 |  |  | 10417.8 | 3776.98
521.888 | 1.9975 |  |  | 6340.34 | 8114.64
1300.83 | 2.8138 |  |  | 3532.23 | 11787
1288.37 | 4.2278 |  |  | 2590.78 | 14215.2
1926.75 | 4.5936 |  |  | 1168.34 | 15623
3468.45 | 4.6392 |  |  | 135.801 | 15941.2
3173.62 | 4.4023 |  |  | 0 | 15282.9
3103.38 | 3.1301 |  |  | 0 | 13688.3
5126.37 | 2.5143 |  |  | 0 | 11086.2
9173.79 | 2.0478 |  |  | 0 | 7363.19
13196.8 | 0.94161 |  |  | 2429.31 | 3177.22
8243.51 | 0.17537 |  |  | 3705 | 479.272
22554.3 | 0 |  |  | 4516.08 | -5.1328
24444 | 0 |  |  | 34706.6 | -5.1328
26570.7 | 0 |  |  | 26941.9 | -5.1328
31629.9 | 0 |  |  | 5369.31 | -5.1328
31129.9 | 0 |  |  | 1716.14 | -5.1328
30672.9 | 0 |  |  | 0 | -5.1328
34563 | 0 |  |  | 0 | -5.1328
39044.5 | 0 |  |  | 0 | -5.1328
39274.5 | 0 |  |  | 0 | -5.1328
32949.2 | 0 |  |  | 4566.36 | -5.1328
22019.3 | 0.040215 |  |  | 0 | -5.1328
15434 | 0.4948 |  |  | 0 | 630.005
1613.06 | 1.4873 |  |  | 1213.66 | 3997.02
0 | 2.503 |  |  | 0 | 8585.91
0 | 3.3376 |  |  | 0 | 12493.9
0 | 3.9285 |  |  | 0 | 15190.2
0 | 4.2605 |  |  | 0 | 16431.3
0 | 4.2598 |  |  | 0 | 16770.6
0 | 3.9588 |  |  | 0 | 16250.4
0 | 3.427 |  |  | 0 | 14458.8
579.655 | 1.4888 |  |  | 0 | 11633.8
804.971 | 1.666 |  |  | 0 | 7712.82
1793.54 | 0.60855 |  |  | 54.4927 | 3303.48
928.024 | 0.18441 |  |  | 2293.03 | 393.48
2633.25 | 0 |  |  | 4006.11 | -5.1328
10978.7 | 0 |  |  | 3106.32 | -5.1328
28572.7 | 0 |  |  | 0 | -5.1328
16212 | 0 |  |  | 0 | -5.1328
15520.5 | 0 |  |  | 0 | -5.1328
6461.72 | 0 |  |  | 0 | -5.1328
10075.2 | 0 |  |  | 0 | -5.1328
28099.3 | 0 |  |  | 0 | -5.1328
27266.4 | 0 |  |  | 0 | -5.1328
20287.2 | 0 |  |  | 0 | -5.1328
28848.9 | 0.015239 |  |  | 0 | -5.1328
22724.4 | 0.23359 |  |  | 0 | 510.872
14470.4 | 0.59138 |  |  | 0 | 4139.98
7354.83 | 0.79779 |  |  | 0 | 8797.55
2583.9 | 1.3555 |  |  | 0 | 12535.6
5017.4 | 1.5466 |  |  | 0 | 15068.3
9094.76 | 1.3753 |  |  | 0 | 16376.6
16620.5 | 1.9136 |  |  | 1109.27 | 16536.7
19590.3 | 1.471 |  |  | 1728.13 | 15741.3
20182.5 | 1.7106 |  |  | 1297.61 | 14079.8
22996.4 | 2.1122 |  |  | 2819.22 | 11453.2
27052.6 | 0.40114 |  |  | 3506.55 | 7737.35
25778 | 0.68295 |  |  | 5079.52 | 3257.25
22855.6 | 0.074086 |  |  | 7743.4 | 331.935
38395.3 | 0 |  |  | 6300.12 | -5.1328
39397 | 0 |  |  | 0 | -5.1328
39433.4 | 0 |  |  | 2494.59 | -5.1328
39361.4 | 0 |  |  | 3467.84 | -5.1328
38764.3 | 0 |  |  | 141.74 | -5.1328
38494.1 | 0 |  |  | 1636.92 | -5.1328
39178.1 | 0 |  |  | 780.741 | -5.1328
39271.7 | 0 |  |  | 6460.64 | -5.1328
37187.2 | 0 |  |  | 5662.02 | -5.1328
38016.8 | 0 |  |  | 8152.43 | -5.1328
31089.2 | 0.044767 |  |  | 13520.1 | -5.1328
23225.9 | 0.096316 |  |  | 12571.7 | 542.626
18022.9 | 0.36084 |  |  | 10641.8 | 3988.91
6257.38 | 1.0016 |  |  | 1030.01 | 8342.29
9030.43 | 0.93119 |  |  | 3098 | 11778.6
14180.1 | 1.1802 |  |  | 25624.5 | 14416.2
14575.5 | 1.3383 |  |  | 12190.7 | 15676
19671 | 1.1626 |  |  | 13552.9 | 15966.6
5952.48 | 1.9214 |  |  | 32602 | 15138.5
6429.17 | 1.7719 |  |  | 29796.6 | 13390.5
5514.97 | 1.5345 |  |  | 27398.7 | 10783.2
28909.4 | 0.74703 |  |  | 23488.7 | 7203.1
893.634 | 0.63915 |  |  | 22394.6 | 3167.32
3643.23 | 0.10414 |  |  | 16694.2 | 413.868
13542.6 | 0 |  |  | 15146.2 | -5.1328
3011.76 | 0 |  |  | 6644.59 | -5.1328
973.852 | 0 |  |  | 5035.82 | -5.1328
1519.56 | 0 |  |  | 1483.04 | -5.1328
19324.1 | 0 |  |  | 1875.16 | -5.1328
32577 | 0 |  |  | 1397.34 | -5.1328
36217.7 | 0 |  |  | 2994.34 | -5.1328
38030.6 | 0 |  |  | 1768.23 | -5.1328
30437.5 | 0 |  |  | 848.042 | -5.1328
12721.4 | 0 |  |  | 0 | -5.1328
11574.7 | 0.049165 |  |  | 0 | -5.1328
7531.47 | 0.51761 |  |  | 0 | 621.837
2593.05 | 1.5195 |  |  | 0 | 3961.82
0 | 2.5563 |  |  | 0 | 8396.34
0 | 3.3727 |  |  | 0 | 12131.7
0 | 1.2492 |  |  | 0 | 14718.7
0 | 4.2411 |  |  | 0 | 16316.4
0 | 4.2926 |  |  | 0 | 16769.1
92.5786 | 4.1094 |  |  | 0 | 16100
589.093 | 2.7726 |  |  | 0 | 14356.3
3077.72 | 1.739 |  |  | 2691.2 | 11541
5890.41 | 1.7187 |  |  | 0 | 7699.76
5553.13 | 0.95685 |  |  | 0 | 3264.89
8170.57 | 0.18365 |  |  | 0 | 429.926
16162.2 | 0 |  |  | 277.904 | -5.1328
25813.2 | 0 |  |  | 0 | -5.1328
36376.3 | 0 |  |  | 0 | -5.1328
37199.3 | 0 |  |  | 5374.43 | -5.1328
37506.4 | 0 |  |  | 5898.75 | -5.1328
37767.9 | 0 |  |  | 5828.04 | -5.1328
33768.8 | 0 |  |  | 0 | -5.1328
35085.4 | 0 |  |  | 0 | -5.1328
40036.6 | 0 |  |  | 0 | -5.1328
24583.3 | 0 |  |  | 0 | -5.1328
4136.16 | 0 |  |  | 0 | -5.1328
2910.93 | 0.29538 |  |  | 0 | 717.565
28695 | 0.56375 |  |  | 0 | 4228.3
16919.7 | 1.8836 |  |  | 0 | 8888.09
27838.7 | 1.3759 |  |  | 0 | 12788
32426.5 | 2.5187 |  |  | 0 | 15608.5
30095.1 | 2.9236 |  |  | 0 | 16770.6
25395.6 | 2.7613 |  |  | 0 | 16770.6
24620.7 | 2.2621 |  |  | 213.447 | 16770.6
23511.4 | 2.5461 |  |  | 0 | 15064.4
25466.3 | 1.9995 |  |  | 8844.98 | 11973.7
31892.9 | 1.7738 |  |  | 2043.92 | 7974.49
30010.9 | 0.87999 |  |  | 9595.75 | 3145.18
10466.9 | 0.17389 |  |  | 15019.1 | 459.767
21357.8 | 0 |  |  | 26833.8 | -5.1328
28036 | 0 |  |  | 446.127 | -5.1328
28603.1 | 0 |  |  | 0 | -5.1328
26996.1 | 0 |  |  | 0 | -5.1328
29993.1 | 0 |  |  | 2874.34 | -5.1328
10732.8 | 0 |  |  | 2102.23 | -5.1328
8589.24 | 0 |  |  | 1479.54 | -5.1328
31494.9 | 0 |  |  | 2262.31 | -5.1328
26866.4 | 0 |  |  | 0 | -5.1328
7456.91 | 0 |  |  | 0 | -5.1328
8018.19 | 0.0070995 |  |  | 0 | -5.1328
8251.95 | 0.073951 |  |  | 0 | 732.396
7314.32 | 0.23851 |  |  | 0 | 3934.2
7612.07 | 0.53981 |  |  | 0 | 8190.4
10639.3 | 0.42078 |  |  | 0 | 11738.6
9690.99 | 0.584 |  |  | 1126.24 | 14306
9422.1 | 0.61722 |  |  | 2768.35 | 15762.8
8900.69 | 0.88781 |  |  | 3028.28 | 16230
6687.82 | 0.68974 |  |  | 9456.08 | 15691
8081.78 | 1.3073 |  |  | 10932.1 | 14150.2
10925.7 | 1.927 |  |  | 13521.8 | 11315.9
11858.8 | 0.67056 |  |  | 13873.5 | 7519.59
15617.1 | 0.0316 |  |  | 14724.6 | 3237.57
18616.3 | 0.18328 |  |  | 10674.8 | 483.415
10472.7 | 0 |  |  | 20958.5 | -5.1328
16933.1 | 0 |  |  | 12881.5 | -5.1328
24512 | 0 |  |  | 16508.7 | -5.1328
19474.1 | 0 |  |  | 16514.6 | -5.1328
18415.6 | 0 |  |  | 13383 | -5.1328
18435 | 0 |  |  | 2988.99 | -5.1328
8716.86 | 0 |  |  | 997.795 | -5.1328
11864.5 | 0 |  |  | 6400.5 | -5.1328
12944.4 | 0 |  |  | 11363.3 | -5.1328
8951.65 | 0 |  |  | 7750.73 | -5.1328
13441.5 | 0.053821 |  |  | 4854.77 | -5.1328
11473.2 | 0.18772 |  |  | 1958.97 | 716.45
10254.6 | 0.66018 |  |  | 0 | 4043.79
11645.4 | 2.4325 |  |  | 192.672 | 8289.99
11661.3 | 3.1772 |  |  | 547.166 | 11617.3
10945.7 | 3.6797 |  |  | 2341.08 | 13688.7
10776.2 | 3.495 |  |  | 1226 | 14966.3
11066.5 | 3.6086 |  |  | 2181.61 | 15168.5
12016 | 3.6762 |  |  | 3028.28 | 14485.5
14283.7 | 2.6485 |  |  | 3169.7 | 13191.2
11556.4 | 2.2592 |  |  | 3090.95 | 10916.9
11349.6 | 0.074601 |  |  | 3089.14 | 7336.13
11982.9 | 0.4507 |  |  | 6184.34 | 3196.72
15317.8 | 0.22845 |  |  | 3816.43 | 499.96
18087 | 0 |  |  | 12338.5 | -5.1328
24866.2 | 0 |  |  | 16230.2 | -5.1328
28927.9 | 0 |  |  | 11233 | -5.1328
30743.8 | 0 |  |  | 8498.33 | -5.1328
29025.8 | 0 |  |  | 7142.59 | -5.1328
29387.9 | 0 |  |  | 4499.99 | -5.1328
25422.2 | 0 |  |  | 1498.41 | -5.1328
14723.9 | 0 |  |  | 0 | -5.1328
14424.9 | 0 |  |  | 0 | -5.1328
15673.8 | 0 |  |  | 0 | -5.1328
17997.6 | 0.066417 |  |  | 0 | -5.1328
15423.1 | 0.56366 |  |  | 0 | 728.524
7267.96 | 1.5549 |  |  | 0 | 3519.57
9995.58 | 2.5824 |  |  | 2366.07 | 8750.07
11063.7 | 3.4174 |  |  | 8167.84 | 12743.7
12188.7 | 3.9916 |  |  | 10890.3 | 15513.6
13160.2 | 2.3483 |  |  | 17712.1 | 16770.6
14880.8 | 2.4799 |  |  | 13985.4 | 16770.6
15185.6 | 2.6628 |  |  | 18840.6 | 16770.6
13401.6 | 0.91434 |  |  | 19555.7 | 14963.4
10549.7 | 0.60104 |  |  | 19106.8 | 12023.6
23325.6 | 0.34564 |  |  | 21169.5 | 8024.08
22980 | 0.27367 |  |  | 20118.5 | 3387.89
23627.4 | 0.14743 |  |  | 13640.3 | 480.1
11063.3 | 0 |  |  | 14415.8 | -5.1328
1418.01 | 0 |  |  | 16440.6 | -5.1328
6495.23 | 0 |  |  | 11926.3 | -5.1328
3652.76 | 0 |  |  | 3216.74 | -5.1328
3652.66 | 0 |  |  | 7830.89 | -5.1328
1840.96 | 0 |  |  | 8558.22 | -5.1328
640.652 | 0 |  |  | 6934.77 | -5.1328
7026.46 | 0 |  |  | 11024 | -5.1328
4775.72 | 0 |  |  | 8445.78 | -5.1328
6181.45 | 0 |  |  | 5195.17 | -5.1328
5515.92 | 0.044873 |  |  | 3815.03 | -5.1328
9940.66 | 0.13052 |  |  | 632.218 | 711.144
7870.56 | 1.5631 |  |  | 0 | 4182.82
5368.17 | 2.5858 |  |  | 1136.66 | 8635.33
4738.93 | 1.7102 |  |  | 5281.34 | 12308.4
1004.76 | 1.8126 |  |  | 11379.1 | 14878
3407.08 | 2.8022 |  |  | 14875.8 | 16389.5
5379.45 | 1.4709 |  |  | 19210.9 | 16732.9
5487.95 | 1.0501 |  |  | 17411.8 | 15990.7
7979.12 | 0.88848 |  |  | 16447.2 | 14289.3
5599.39 | 0.60817 |  |  | 17698.9 | 11580.7
5050.94 | 0.75943 |  |  | 21081.2 | 7689.67
8024.93 | 0.31757 |  |  | 20400.4 | 3270.82
6364.96 | 0.08869 |  |  | 16103.3 | 458.397
6002.03 | 0 |  |  | 13955.8 | -5.1328
2687.33 | 0 |  |  | 5056.67 | -5.1328
2251.43 | 0 |  |  | 17454.5 | -5.1328
3272.41 | 0 |  |  | 17052.4 | -5.1328
1960.67 | 0 |  |  | 18294.3 | -5.1328
1397.29 | 0 |  |  | 18755.3 | -5.1328
1044.3 | 0 |  |  | 11860.5 | -5.1328
1005.55 | 0 |  |  | 2314.22 | -5.1328
1286.41 | 0 |  |  | 1411.22 | -5.1328
1182.23 | 0 |  |  | 4094.85 | -5.1328
820.229 | 0.080298 |  |  | 1871.38 | -5.1328
1215.28 | 0.11185 |  |  | 2219.01 | 693.7
1102.15 | 0.40696 |  |  | 0 | 4077.46
0 | 1.1273 |  |  | 3784.68 | 8396.92
0 | 1.38 |  |  | 7887.22 | 11931.1
0 | 2.6665 |  |  | 14689.2 | 14558.9
0 | 4.3021 |  |  | 20395.3 | 16165.9
0 | 4.3969 |  |  | 26666 | 16682
0 | 4.1627 |  |  | 29434.7 | 16001.7
0 | 3.6686 |  |  | 33747 | 14304.3
0 | 2.1089 |  |  | 36518 | 11500.3
0 | 1.754 |  |  | 35154.5 | 7670.22
0 | 0.98924 |  |  | 32869.8 | 3265.48
0 | 0.2175 |  |  | 37685.2 | 468.197
358.798 | 0 |  |  | 38065.4 | -5.1328
1842.48 | 0 |  |  | 39226.2 | -5.1328
2116.37 | 0 |  |  | 38755.8 | -5.1328
1451.11 | 0 |  |  | 39571.8 | -5.1328
1264.38 | 0 |  |  | 39408.4 | -5.1328
471.479 | 0 |  |  | 39587.6 | -5.1328
0 | 0 |  |  | 39534.2 | -5.1328
0 | 0 |  |  | 38372.1 | -5.1328
0 | 0 |  |  | 38292.2 | -5.1328
0 | 0 |  |  | 37055.5 | -5.1328
0 | 0.085678 |  |  | 39325.5 | -5.1328
0 | 0.23807 |  |  | 38141.2 | 843.796
0 | 0.825 |  |  | 40053.4 | 4038.91
0 | 2.0946 |  |  | 39440.2 | 8258.1
0 | 1.7754 |  |  | 39449.5 | 11613.7
0 | 3.4064 |  |  | 31600.2 | 14106.5
0 | 3.6692 |  |  | 29194.5 | 15782.2
0 | 4.2309 |  |  | 36433.6 | 16240.2
0 | 3.9986 |  |  | 25203.6 | 15601.2
0 | 3.5282 |  |  | 32097.4 | 13977.4
0 | 2.8412 |  |  | 34988.5 | 11150.2
0 | 1.2336 |  |  | 38163.9 | 7425.48
0 | 0.94646 |  |  | 39641.8 | 3164.98
0 | 0.20584 |  |  | 39727.6 | 485.269
0 | 0 |  |  | 38097.4 | -5.1328
0 | 0 |  |  | 2328.03 | -5.1328
0 | 0 |  |  | 0 | -5.1328
0 | 0 |  |  | 23615.3 | -5.1328
0 | 0 |  |  | 27881.2 | -5.1328
0 | 0 |  |  | 10988.4 | -5.1328
0 | 0 |  |  | 28577.3 | -5.1328
0 | 0 |  |  | 16336.7 | -5.1328
0 | 0 |  |  | 21061.5 | -5.1328
0 | 0 |  |  | 8694.81 | -5.1328
0 | 0.087567 |  |  | 1225.22 | -5.1328
0 | 0.57877 |  |  | 2397.22 | 804.299
0 | 1.5117 |  |  | 0 | 4003.81
0 | 2.4602 |  |  | 0 | 8160.02
0 | 3.2518 |  |  | 337.329 | 11348.3
0 | 3.8114 |  |  | 4827.32 | 13510.2
0 | 3.1345 |  |  | 0 | 14880.8
2160.22 | 1.7163 |  |  | 33378.2 | 15226.7
2742.59 | 2.3017 |  |  | 861.579 | 14587.7
3575.55 | 2.4251 |  |  | 2926.9 | 13074.1
5217.73 | 1.6376 |  |  | 0 | 10588
2867.59 | 1.7879 |  |  | 0 | 7137.31
4146.43 | 0.91339 |  |  | 0 | 3082.7
3131.44 | 0.22482 |  |  | 0 | 447.975
4280.76 | 0 |  |  | 0 | -5.1328
3461.81 | 0 |  |  | 0 | -5.1328
2269.42 | 0 |  |  | 0 | -5.1328
2795.92 | 0 |  |  | 0 | -5.1328
4888.45 | 0 |  |  | 0 | -5.1328
15098 | 0 |  |  | 0 | -5.1328
17632.7 | 0 |  |  | 0 | -5.1328
28162 | 0 |  |  | 0 | -5.1328
24426 | 0 |  |  | 0 | -5.1328
0 | 0 |  |  | 0 | -5.1328
1198.39 | 0.02218 |  |  | 0 | -5.1328
2348.92 | 0.10048 |  |  | 0 | 712.344
1301.4 | 0.33057 |  |  | 0 | 3996.38
9659.64 | 0.4564 |  |  | 0 | 8115.95
14175.3 | 0.65188 |  |  | 0 | 11435.4
2362.1 | 2.7961 |  |  | 0 | 13569.1
5219.53 | 3.2613 |  |  | 0 | 14426.6
3484.19 | 2.4742 |  |  | 960.157 | 14216.2
0 | 3.4659 |  |  | 0 | 14167.3
0 | 2.5263 |  |  | 0 | 13003.5
10290.7 | 2.0319 |  |  | 0 | 10585.6
1385.81 | 1.0439 |  |  | 1669.46 | 7157.31
899.781 | 0.39509 |  |  | 0 | 3084.03
0 | 0.20444 |  |  | 0 | 453.769
13447.2 | 0 |  |  | 0 | -5.1328
5719.64 | 0 |  |  | 0 | -5.1328
13496.9 | 0 |  |  | 0 | -5.1328
6266.98 | 0 |  |  | 0 | -5.1328
2546.75 | 0 |  |  | 0 | -5.1328
1397.11 | 0 |  |  | 0 | -5.1328
5905.12 | 0 |  |  | 0 | -5.1328
5043.48 | 0 |  |  | 0 | -5.1328
10938.9 | 0 |  |  | 0 | -5.1328
4609.84 | 0 |  |  | 0 | -5.1328
5199.78 | 0.025734 |  |  | 0 | -5.1328
9002.61 | 0.18109 |  |  | 0 | 760.908
9268.48 | 0.71402 |  |  | 0 | 3904.16
4594.68 | 0.4337 |  |  | 0 | 7772.24
6246.31 | 1.753 |  |  | 0 | 10939.4
12095.4 | 2.722 |  |  | 0 | 13303.7
20814.9 | 2.941 |  |  | 4862.03 | 14801.5
23269 | 2.5963 |  |  | 12068.9 | 15361.9
23865 | 2.5322 |  |  | 11733.7 | 14845.9
14244.7 | 0.17748 |  |  | 14488.6 | 13357.6
21001 | 0.82776 |  |  | 6274.59 | 10829.7
15763.7 | 1.0086 |  |  | 7723.71 | 7215.44
20746.4 | 0.10266 |  |  | 7421.26 | 3140.5
13997.8 | 0.0064412 |  |  | 2064.85 | 500.096
7047.17 | 0 |  |  | 6016.91 | -5.1328
7021.34 | 0 |  |  | 0 | -5.1328
34961.7 | 0 |  |  | 0 | -5.1328
33992.4 | 0 |  |  | 0 | -5.1328
37383.6 | 0 |  |  | 0 | -5.1328
37882.8 | 0 |  |  | 0 | -5.1328
29348.9 | 0 |  |  | 0 | -5.1328
26269.8 | 0 |  |  | 0 | -5.1328
23214.6 | 0 |  |  | 0 | -5.1328
24406 | 0 |  |  | 0 | -5.1328
21188.8 | 0.10516 |  |  | 0 | -5.1328
14235.9 | 0.37398 |  |  | 0 | 808.1
1150.98 | 0.75829 |  |  | 0 | 3942.05
801.925 | 0.40409 |  |  | 0 | 7922.28
0 | 1.0134 |  |  | 0 | 11245.1
0 | 1.6558 |  |  | 0 | 13652.8
0 | 0.65007 |  |  | 0 | 15169.3
0 | 0.80043 |  |  | 4198.21 | 15631.5
0 | 1.2493 |  |  | 36947.9 | 15017.2
1804.74 | 1.3884 |  |  | 0 | 13436.2
3705.83 | 0.56505 |  |  | 0 | 10835.2
4355.15 | 0.71017 |  |  | 23516.9 | 7187.67
6638.07 | 0.10516 |  |  | 0 | 3132.31
1902.65 | 0.22863 |  |  | 1115.42 | 488.699
34208.8 | 0 |  |  | 8144.32 | -5.1328
19397.5 | 0 |  |  | 22222.2 | -5.1328
37184 | 0 |  |  | 9401.03 | -5.1328
35266.2 | 0 |  |  | 15083.8 | -5.1328
39092.4 | 0 |  |  | 12290.2 | -5.1328
34195.3 | 0 |  |  | 0 | -5.1328
23951 | 0 |  |  | 3097.32 | -5.1328
27686.9 | 0 |  |  | 39971.4 | -5.1328
35444.8 | 0 |  |  | 9107.84 | -5.1328
36813.5 | 0 |  |  | 2874.79 | -5.1328
37470.9 | 0.073902 |  |  | 2234.17 | -5.1328
36397 | 0.53753 |  |  | 2567.91 | 775.421
33365 | 0.51485 |  |  | 0 | 3958.72
36648.2 | 1.6964 |  |  | 0 | 8014.34
37780.7 | 1.2878 |  |  | 2183.94 | 11427.6
38231.8 | 2.9441 |  |  | 11846.5 | 13744.7
39145.2 | 3.34 |  |  | 5925.14 | 15138.1
39420.9 | 4.0272 |  |  | 2747.06 | 15574.7
39195.2 | 4.1987 |  |  | 7037.25 | 14998
38669 | 3.7186 |  |  | 5446.05 | 13430.6
37980 | 2.5306 |  |  | 5445.26 | 10816.8
39282.2 | 1.2934 |  |  | 15781.7 | 7193.91
39524.7 | 0.60436 |  |  | 12800.8 | 3129.07
35583.8 | 0.24679 |  |  | 8546.88 | 509.535
19331.5 | 0 |  |  | 1928.11 | -5.1328
35770.5 | 0 |  |  | 11828 | -5.1328
27615.3 | 0 |  |  | 14638.5 | -5.1328
24248 | 0 |  |  | 1704.15 | -5.1328
25628.6 | 0 |  |  | 1020.58 | -5.1328
15389.4 | 0 |  |  | 665.263 | -5.1328
27001.4 | 0 |  |  | 0 | -5.1328
22651.8 | 0 |  |  | 2794.21 | -5.1328
17944.2 | 0 |  |  | 10217.2 | -5.1328
12414.4 | 0 |  |  | 4389.47 | -5.1328
4825.37 | 0.078129 |  |  | 33097.6 | -5.1328
1653.42 | 0.23232 |  |  | 38287 | 885.067
0 | 0.46448 |  |  | 26787 | 3909.65
113.208 | 0.85816 |  |  | 22417.1 | 7862.52
1902.2 | 0.68291 |  |  | 23478.7 | 11175.6
4508.79 | 1.3499 |  |  | 27204.8 | 13582.5
5842.66 | 1.6035 |  |  | 37201.2 | 14906.3
6178.23 | 1.2617 |  |  | 37758.4 | 15284
4712.18 | 1.1963 |  |  | 33574.8 | 14618
3573.01 | 1.4991 |  |  | 34489 | 12948.5
2114.79 | 0.81282 |  |  | 33541.8 | 10316.7
2534.67 | 0.23701 |  |  | 34664.2 | 5342.47
1782.67 | 0.07162 |  |  | 31515.9 | 2285.66
1219.05 | 0.0067711 |  |  | 26752.5 | 278.647
2529.78 | 0 |  |  | 30984.4 | -5.1328
2561.88 | 0 |  |  | 35232.7 | -5.1328
1228.98 | 0 |  |  | 14330.4 | -5.1328
0 | 0 |  |  | 7430.13 | -5.1328
620.702 | 0 |  |  | 4667.65 | -5.1328
1974.75 | 0 |  |  | 7330.02 | -5.1328
3190.41 | 0 |  |  | 15912.4 | -5.1328
4788.68 | 0 |  |  | 1673.82 | -5.1328
16197.5 | 0 |  |  | 872.106 | -5.1328
26947.1 | 0 |  |  | 0 | -5.1328
29359.4 | 0.0064803 |  |  | 0 | -5.1328
20456 | 0.47487 |  |  | 0 | 794.799
5713.93 | 0.4969 |  |  | 0 | 3847.03
8956.22 | 0.87984 |  |  | 0 | 7656.24
13893.1 | 1.479 |  |  | 1064.88 | 10817.1
27969.1 | 1.6965 |  |  | 4578.5 | 12958.6
35245.4 | 1.5328 |  |  | 10909.4 | 9462.78
35927.4 | 2.7643 |  |  | 4747.82 | 14385.6
36242.2 | 0.69375 |  |  | 16154.6 | 13183.5
38176.3 | 0.91511 |  |  | 13960.7 | 11970.7
37956.4 | 0.46552 |  |  | 22893.3 | 9163.75
35858.9 | 0.75325 |  |  | 37248.6 | 6776.95
26842.2 | 0.2191 |  |  | 20726.6 | 2867.85
10354.1 | 0.13106 |  |  | 26302.2 | 605.758
19694.5 | 0 |  |  | 17449 | -5.1328
35266.8 | 0 |  |  | 13050.5 | -5.1328
38331.8 | 0 |  |  | 2103.65 | -5.1328
30750.2 | 0 |  |  | 0 | -5.1328
5092.38 | 0 |  |  | 0 | -5.1328
1176.45 | 0 |  |  | 0 | -5.1328
1062.63 | 0 |  |  | 0 | -5.1328
0 | 0 |  |  | 0 | -5.1328
0 | 0 |  |  | 0 | -5.1328
0 | 0 |  |  | 1012.45 | -5.1328
0 | 0.0097665 |  |  | 765.268 | -5.1328
6506.57 | 0.028663 |  |  | 0 | 893.791
0 | 0.60233 |  |  | 0 | 3963.77
4611.54 | 1.6654 |  |  | 0 | 7928.76
13969.3 | 0.82897 |  |  | 0 | 11208.6
37134.2 | 1.2142 |  |  | 0 | 13578.2
24468.4 | 2.5688 |  |  | 0 | 15039.2
14089.5 | 2.9652 |  |  | 0 | 15533.9
20465 | 1.9996 |  |  | 1510.16 | 15047.1
18807.1 | 3.0695 |  |  | 2552.56 | 13442
19485.6 | 0.87611 |  |  | 2286.97 | 10897.3
20738.6 | 1.005 |  |  | 4183.93 | 7300.5
38424.9 | 0.14219 |  |  | 13225.4 | 3003.63
35186.8 | 0.053636 |  |  | 821.269 | 634.441
34947.5 | 0 |  |  | 8557.68 | -5.1328
39621 | 0 |  |  | 12920.1 | -5.1328
39694.7 | 0 |  |  | 11619.9 | -5.1328
39300 | 0 |  |  | 10363.2 | -5.1328
36386 | 0 |  |  | 8586.9 | -5.1328
24638 | 0 |  |  | 8238.24 | -5.1328
34535.7 | 0 |  |  | 3587.06 | -5.1328
36158.9 | 0 |  |  | 4725.2 | -5.1328
26126.5 | 0 |  |  | 6609.77 | -5.1328
16408.8 | 0 |  |  | 6909.2 | -5.1328
11170.2 | 0.05578 |  |  | 17921.7 | -5.1328
6027.28 | 0.10054 |  |  | 9830.71 | 782.174
1030.2 | 0.41093 |  |  | 3787.92 | 3999.96
0 | 0.62234 |  |  | 9308.94 | 8123.17
905.51 | 0.62013 |  |  | 13613.7 | 11523.3
4384.74 | 1.5433 |  |  | 10876.5 | 14003.4
8824.22 | 2.3057 |  |  | 19003.6 | 15517
11473 | 4.1375 |  |  | 26370.5 | 16003.5
13259.7 | 2.7362 |  |  | 20981.2 | 15462.8
6163.26 | 1.9653 |  |  | 32336.6 | 13855.8
39336.2 | 0.99876 |  |  | 35450.4 | 11155
10235.6 | 0.63494 |  |  | 36694.4 | 7483.91
0 | 1.0177 |  |  | 30010.7 | 3218.81
0 | 0.24628 |  |  | 39253.5 | 632.557
0 | 0.02526 |  |  | 38580.2 | -5.1328
0 | 0 |  |  | 10734.8 | -5.1328
2885.72 | 0 |  |  | 0 | -5.1328
10217.8 | 0 |  |  | 0 | -5.1328
6984.66 | 0 |  |  | 0 | -5.1328
5250.1 | 0 |  |  | 0 | -5.1328
6388.91 | 0 |  |  | 786.825 | -5.1328
6434.83 | 0 |  |  | 1052.18 | -5.1328
7370.27 | 0 |  |  | 3591.44 | -5.1328
9608.55 | 0 |  |  | 7980.24 | -5.1328
20095 | 0.12761 |  |  | 4958.18 | -5.1328
12302.7 | 0.40569 |  |  | 9474.51 | 709.711
5586.96 | 0.76075 |  |  | 6782.21 | 4080.94
1885.64 | 1.6335 |  |  | 22879.9 | 8203.64
2565.71 | 3.3111 |  |  | 30851.7 | 11481.9
3843.57 | 3.8459 |  |  | 17881.6 | 13809.4
7725.73 | 4.1509 |  |  | 14584.8 | 15199
7966.58 | 4.199 |  |  | 10835 | 15710.6
6974.12 | 4.0096 |  |  | 7242.38 | 15218.3
6118.13 | 3.5697 |  |  | 7083.06 | 13765.6
6440.73 | 2.907 |  |  | 5885.33 | 11187.6
8235.52 | 2.046 |  |  | 18572.9 | 7535.28
9538.59 | 1.0488 |  |  | 16162.9 | 3255.32
16389.5 | 0.24973 |  |  | 39832.7 | 415.73
33946.6 | 0.028013 |  |  | 8627.23 | -5.1328
35047.7 | 0 |  |  | 0 | -5.1328
36401.8 | 0 |  |  | 2470.88 | -5.1328
38849.1 | 0 |  |  | 974.417 | -5.1328
37657.9 | 0 |  |  | 3942.71 | -5.1328
36751.3 | 0 |  |  | 563.582 | -5.1328
38795.7 | 0 |  |  | 0 | -5.1328
34811.3 | 0 |  |  | 0 | -5.1328
34810.6 | 0 |  |  | 0 | -5.1328
26397.7 | 0 |  |  | 0 | -5.1328
25078.3 | 0.11997 |  |  | 0 | -5.1328
19319.5 | 0.6165 |  |  | 0 | 657.108
15576.1 | 1.6461 |  |  | 0 | 3990.84
16425 | 2.6428 |  |  | 0 | 7858.23
16323.6 | 3.4846 |  |  | 0 | 9453
18760.7 | 4.0473 |  |  | 0 | 12966.4
22213.5 | 4.3278 |  |  | 0 | 13564
17237.5 | 3.5977 |  |  | 0 | 10418.2
19965.7 | 2.2874 |  |  | 0 | 14557.2
18004.3 | 2.9949 |  |  | 0 | 13180
20322.1 | 1.9544 |  |  | 0 | 10675.5
22015.9 | 2.0638 |  |  | 37808.5 | 7172.01
20755.8 | 1.0662 |  |  | 0 | 3083.72
15631.8 | 0.26333 |  |  | 0 | 461.97
13797.7 | 0.030684 |  |  | 767.337 | -5.1328
22779 | 0 |  |  | 810.496 | -5.1328
16863.4 | 0 |  |  | 0 | -5.1328
19295.5 | 0 |  |  | 0 | -5.1328
19795.6 | 0 |  |  | 0 | -5.1328
16832.1 | 0 |  |  | 0 | -5.1328
13305.9 | 0 |  |  | 0 | -5.1328
6739.41 | 0 |  |  | 0 | -5.1328
12815 | 0 |  |  | 0 | -5.1328
7016.21 | 0 |  |  | 0 | -5.1328
9602.45 | 0.1146 |  |  | 836.637 | -5.1328
15385.6 | 0.68399 |  |  | 0 | 800.61
9502.98 | 1.4513 |  |  | 0 | 3877
1527.61 | 2.2507 |  |  | 0 | 7557.26
340.456 | 2.9993 |  |  | 0 | 4028.92
2453.52 | 3.9364 |  |  | 1085.79 | 13288.3
2498.58 | 3.697 |  |  | 4320.16 | 14746.1
5442.52 | 4.2403 |  |  | 7596.92 | 11815.8
20881.6 | 3.0725 |  |  | 5530.81 | 9945.21
0 | 1.1839 |  |  | 720.162 | 9399.41
6922.77 | 0.51426 |  |  | 3914.04 | 395.717
9632.11 | 0.36564 |  |  | 28268 | 5648.71
12706.6 | 0.042601 |  |  | 0 | 2145.5
4799.42 | 0.28572 |  |  | 4411.43 | 667.755
0 | 0.033618 |  |  | 7711.75 | -5.1328
19867.3 | 0 |  |  | 5375.82 | -5.1328
13972.8 | 0 |  |  | 6417.45 | -5.1328
4340.41 | 0 |  |  | 0 | -5.1328
8506.28 | 0 |  |  | 0 | -5.1328
13419.6 | 0 |  |  | 3631.76 | -5.1328
15742.8 | 0 |  |  | 2608.49 | -5.1328
15039.9 | 0 |  |  | 2575.17 | -5.1328
23863.1 | 0 |  |  | 876.978 | -5.1328
17313.3 | 0 |  |  | 1066.39 | -5.1328
20939.6 | 0.14223 |  |  | 1457.33 | -5.1328
10460.7 | 0.21542 |  |  | 279.413 | -5.1328
5843.48 | 0.32693 |  |  | 560.443 | 1214.8
7611.12 | 0.5067 |  |  | 1062.62 | 1727.45
6462.55 | 2.1406 |  |  | 1392.06 | 7573.07
7329.68 | 1.6517 |  |  | 3434.5 | 11556.2
9157.01 | 3.0069 |  |  | 2752.53 | 5500.66
7001.75 | 4.0429 |  |  | 2129.66 | 10293.3
5697.72 | 3.8461 |  |  | 2576.81 | 10594.2
20342.1 | 3.4335 |  |  | 1470.53 | 11125.2
4426.87 | 2.8386 |  |  | 2651.19 | 4778.63
9966.2 | 2.0108 |  |  | 3458.28 | 2288.51
32432.1 | 1.0513 |  |  | 2317.14 | 11.0519
5126.35 | 0.26321 |  |  | 1978.4 | 544.65
16736.7 | 0.035706 |  |  | 3558.81 | -5.1328
16428.4 | 0 |  |  | 6917.63 | -5.1328
11104 | 0 |  |  | 0 | -5.1328
15855.4 | 0 |  |  | 878.718 | -5.1328
18182.7 | 0 |  |  | 3023.2 | -5.1328
30991.3 | 0 |  |  | 38.354 | -5.1328
12109.2 | 0 |  |  | 1106.91 | -5.1328
11432.9 | 0 |  |  | 0 | -5.1328
9560.03 | 0 |  |  | 0 | -5.1328
11760.1 | 0 |  |  | 0 | -5.1328
15243.2 | 0.11585 |  |  | 684.77 | -5.1328
20605.2 | 0.13123 |  |  | 0 | 815.695
8305.72 | 0.41325 |  |  | 0 | 3891.85
14938.7 | 0.6944 |  |  | 0 | 7857.94
13887.1 | 2.4496 |  |  | 0 | 11132.1
18748.4 | 0.90973 |  |  | 0 | 13360.1
8032.24 | 0.84311 |  |  | 0 | 14571.7
2332.2 | 3.1872 |  |  | 0 | 14673.7
0 | 3.2582 |  |  | 1131.29 | 13987.7
0 | 3.2148 |  |  | 517.964 | 12549.1
0 | 3.0188 |  |  | 0 | 10295.7
0 | 2.2125 |  |  | 4215.2 | 6917.69
0 | 1.1566 |  |  | 0 | 3052.3
8887.47 | 0.26571 |  |  | 0 | 542.338
22442.7 | 0.039512 |  |  | 0 | -5.1328
28573.4 | 0 |  |  | 0 | -5.1328
23976.1 | 0 |  |  | 0 | -5.1328
22900.3 | 0 |  |  | 0 | -5.1328
21569.1 | 0 |  |  | 0 | -5.1328
22873.3 | 0 |  |  | 0 | -5.1328
28118.8 | 0 |  |  | 0 | -5.1328
25717.7 | 0 |  |  | 0 | -5.1328
20126.8 | 0 |  |  | 0 | -5.1328
13806.6 | 0 |  |  | 0 | -5.1328
16966 | 0.11095 |  |  | 0 | -5.1328
23229.6 | 0.73384 |  |  | 0 | 779.255
15651.3 | 1.5204 |  |  | 0 | 3949.06
10467.5 | 2.4017 |  |  | 0 | 8005.63
9815.6 | 2.5839 |  |  | 0 | 11175.8
12997.4 | 2.388 |  |  | 0 | 13194.5
18668.3 | 3.697 |  |  | 0 | 14234.1
13315.4 | 2.271 |  |  | 0 | 14150.6
16150.8 | 3.1605 |  |  | 0 | 13601.6
20605.8 | 2.1217 |  |  | 6497.44 | 12359.7
14148.4 | 1.6891 |  |  | 1807.51 | 10146.3
12718.7 | 1.6645 |  |  | 0 | 6944.39
15598.2 | 0.70195 |  |  | 0 | 3090.52
28070.8 | 0.28309 |  |  | 1962.19 | 442.098
14276.4 | 0.044801 |  |  | 954.359 | -5.1328
12821.4 | 0 |  |  | 3631.18 | -5.1328
13414.5 | 0 |  |  | 982.656 | -5.1328
10513.1 | 0 |  |  | 0 | -5.1328
20699.7 | 0 |  |  | 0 | -5.1328
20409 | 0 |  |  | 0 | -5.1328
16336.6 | 0 |  |  | 0 | -5.1328
17477.3 | 0 |  |  | 0 | -5.1328
16229.2 | 0 |  |  | 0 | -5.1328
17081.1 | 0 |  |  | 0 | -5.1328
17530.3 | 0.12892 |  |  | 0 | -5.1328
19062.5 | 0.71282 |  |  | 0 | 702.438
21094 | 1.6927 |  |  | 0 | 4008.03
21802.9 | 2.6237 |  |  | 0 | 7975.95
27007.9 | 3.342 |  |  | 0 | 11148.9
30151.4 | 3.8576 |  |  | 0 | 13252.7
27566.3 | 4.1351 |  |  | 1919.52 | 14350.4
28387.7 | 4.2409 |  |  | 2736.92 | 14538.6
7981.2 | 4.0185 |  |  | 8993.08 | 14107.6
1109.89 | 3.56 |  |  | 16318.5 | 12833.3
16694.7 | 2.9038 |  |  | 10651 | 10523.9
7377.2 | 2.0657 |  |  | 0 | 7160.5
4179.82 | 0.95896 |  |  | 0 | 3154.34
1406.51 | 0.29197 |  |  | 0 | 424.705
6290.54 | 0.035107 |  |  | 40016.6 | -5.1328
3286.65 | 0 |  |  | 0 | -5.1328
6393.16 | 0 |  |  | 0 | -5.1328
9625.12 | 0 |  |  | 0 | -5.1328
14747.5 | 0 |  |  | 0 | -5.1328
9924.61 | 0 |  |  | 0 | -5.1328
9474.2 | 0 |  |  | 0 | -5.1328
24171 | 0 |  |  | 0 | -5.1328
33087 | 0 |  |  | 0 | -5.1328
30862.5 | 0 |  |  | 0 | -5.1328
26311.5 | 0.16108 |  |  | 0 | -5.1328
19413.5 | 0.57737 |  |  | 0 | 660.711
5119.87 | 1.3542 |  |  | 0 | 4020.51
4620.42 | 2.1923 |  |  | 0 | 8019.11
2826.87 | 2.4724 |  |  | 0 | 11125.1
2888.78 | 3.1396 |  |  | 1001.08 | 13146.4
2896.65 | 3.3493 |  |  | 1652.17 | 14260
1098.84 | 3.4097 |  |  | 0 | 14734
1228.63 | 3.7293 |  |  | 235.095 | 14358.5
884.185 | 3.2917 |  |  | 0 | 12957
0 | 2.6397 |  |  | 1156.46 | 10561.8
0 | 1.6622 |  |  | 877.487 | 7179.1
0 | 0.89245 |  |  | 34157.3 | 3150.55
0 | 0.25618 |  |  | 8994.12 | 425.811
0 | 0.018777 |  |  | 13758.6 | -5.1328
1009.04 | 0 |  |  | 2874.59 | -5.1328
607.104 | 0 |  |  | 9133.63 | -5.1328
17822.9 | 0 |  |  | 5488.12 | -5.1328
23275.1 | 0 |  |  | 5710.58 | -5.1328
23100.2 | 0 |  |  | 1072.2 | -5.1328
27439.2 | 0 |  |  | 0 | -5.1328
32264.9 | 0 |  |  | 1576.78 | -5.1328
27395.9 | 0 |  |  | 26226.4 | -5.1328
32501.9 | 0 |  |  | 9053.12 | -5.1328
30723.5 | 0.14893 |  |  | 37041.3 | -5.1328
15256.6 | 0.57089 |  |  | 37416.5 | 688.79
2728.6 | 0.71926 |  |  | 31887.4 | 3939.86
2414.31 | 1.6638 |  |  | 38344.8 | 7833.56
5117.68 | 0.66297 |  |  | 39381.8 | 10773
4684.9 | 0.6706 |  |  | 39413.9 | 12935.9
5244.54 | 0.14715 |  |  | 39373.7 | 14548.3
5246.93 | 1.6057 |  |  | 39549.3 | 15142.2
5392.01 | 1.2835 |  |  | 38479.8 | 14658.8
5588.68 | 0.56333 |  |  | 39228.6 | 13185.4
7888.72 | 1.853 |  |  | 33090.7 | 10661.2
9180.71 | 0.8191 |  |  | 39654 | 7177.16
6157.72 | 0.22879 |  |  | 40053.4 | 3146.84
3326.19 | 0.034144 |  |  | 37712.6 | 474.611
17595.2 | 0 |  |  | 38187.9 | -5.1328
19756.1 | 0 |  |  | 1467.96 | -5.1328
17759.9 | 0 |  |  | 0 | -5.1328
23894.8 | 0 |  |  | 10199 | -5.1328
13262 | 0 |  |  | 5340.69 | -5.1328
19965.5 | 0 |  |  | 9391.02 | -5.1328
25863.6 | 0 |  |  | 10129.6 | -5.1328
18785.3 | 0 |  |  | 15128.1 | -5.1328
19433.5 | 0 |  |  | 24520.6 | -5.1328
16519.8 | 0 |  |  | 11314.5 | -5.1328
18859.8 | 0.066821 |  |  | 6308.08 | -5.1328
23489.4 | 0.035138 |  |  | 1398.64 | 766.669
26152.6 | 0.33655 |  |  | 0 | 3844.61
22571.4 | 0.43924 |  |  | 5794.51 | 7722.74
20859.4 | 2.6419 |  |  | 5619.3 | 10965.3
22161.7 | 3.0223 |  |  | 3748.21 | 13353.1
10251.6 | 1.8105 |  |  | 10461.3 | 14780.3
14298.1 | 2.4224 |  |  | 32415.4 | 15266.5
10227.4 | 3.7195 |  |  | 31965.8 | 14838.4
14478.3 | 3.332 |  |  | 34830.6 | 13357.9
26933 | 2.6929 |  |  | 33865.1 | 10806.4
25036.8 | 1.4658 |  |  | 33417.3 | 7263.48
23277.2 | 1.0278 |  |  | 30509.6 | 3152.95
23687.2 | 0.30166 |  |  | 2953.67 | 515.555
14520.5 | 0.039186 |  |  | 5793.64 | -5.1328
23909.4 | 0 |  |  | 8298.72 | -5.1328
32233.3 | 0 |  |  | 14833.6 | -5.1328
32365 | 0 |  |  | 36511 | -5.1328
27060.4 | 0 |  |  | 13940.7 | -5.1328
10541.3 | 0 |  |  | 0 | -5.1328
10356.1 | 0 |  |  | 0 | -5.1328
9294.25 | 0 |  |  | 3344.8 | -5.1328
11281.7 | 0 |  |  | 1557.51 | -5.1328
12814.6 | 0 |  |  | 0 | -5.1328
22343.5 | 0.15088 |  |  | 0 | -5.1328
10039.7 | 0.68666 |  |  | 0 | 764.468
13366.4 | 1.5717 |  |  | 0 | 2554.02
11961.2 | 2.4405 |  |  | 0 | 7732.61
16782.4 | 3.1072 |  |  | 0 | 10976.3
17404.2 | 3.597 |  |  | 0 | 13320.1
21295.4 | 3.8634 |  |  | 0 | 13974.7
20194.7 | 3.8856 |  |  | 0 | 14228.5
18821.1 | 3.7045 |  |  | 592.312 | 14067.7
19536.7 | 3.3103 |  |  | 1859.09 | 12627.9
20597 | 2.7425 |  |  | 3389.49 | 10776.7
14765.1 | 1.9455 |  |  | 4532.39 | 7230.61
7046.02 | 0.67015 |  |  | 5524.05 | 2924.19
7313.36 | 0.17448 |  |  | 3177.55 | 489.392
9377.61 | 0.041239 |  |  | 10138.8 | -5.1328
7886.43 | 0 |  |  | 1777.54 | -5.1328
12469.7 | 0 |  |  | 5144.77 | -5.1328
12573.5 | 0 |  |  | 0 | -5.1328
12207.7 | 0 |  |  | 0 | -5.1328
15856 | 0 |  |  | 0 | -5.1328
16697.7 | 0 |  |  | 0 | -5.1328
34351.6 | 0 |  |  | 0 | -5.1328
17484.8 | 0 |  |  | 0 | -5.1328
16133.5 | 0 |  |  | 0 | -5.1328
19600.8 | 0.11956 |  |  | 0 | -5.1328
15629.6 | 0.62552 |  |  | 0 | 630.994
14731.6 | 1.2914 |  |  | 0 | 3645.64
13813.8 | 2.0787 |  |  | 0 | 5958.91
9377.7 | 2.5703 |  |  | 0 | 9451.36
7063.22 | 3.2529 |  |  | 0 | 11440.8
9263.4 | 3.6432 |  |  | 0 | 12818.2
7095.14 | 3.9564 |  |  | 309.038 | 13236.7
8056.78 | 2.833 |  |  | 1014.98 | 12680.6
5239.27 | 3.35 |  |  | 841.239 | 8762.37
6394.81 | 2.2181 |  |  | 580.181 | 3631.84
8003.82 | 1.8878 |  |  | 622.531 | 4134.08
9181.31 | 0.95537 |  |  | 2784.12 | 2301.22
10492.6 | 0.30346 |  |  | 2980.97 | 78.2456
14226.1 | 0.040225 |  |  | 2185.59 | -5.1328
14209.2 | 0 |  |  | 4717.41 | -5.1328
15951.9 | 0 |  |  | 7652.95 | -5.1328
21366.3 | 0 |  |  | 1837.04 | -5.1328
17458 | 0 |  |  | 1082.61 | -5.1328
16075.8 | 0 |  |  | 0 | -5.1328
16628.7 | 0 |  |  | 0 | -5.1328
11093.1 | 0 |  |  | 0 | -5.1328
8966.3 | 0 |  |  | 0 | -5.1328
5339.6 | 0 |  |  | 0 | -5.1328
6296.62 | 0.13573 |  |  | 0 | -5.1328
7697.91 | 0.65635 |  |  | 0 | 884.173
4079.7 | 1.5126 |  |  | 131.243 | 4087.18
1326.79 | 2.3693 |  |  | 0 | 8177.42
1501.08 | 3.0602 |  |  | 1379.59 | 11562.6
1060.12 | 3.56 |  |  | 5429.99 | 13789.3
294.348 | 3.8448 |  |  | 5969.05 | 15064.3
0 | 3.931 |  |  | 5148.99 | 15447.2
0 | 3.7357 |  |  | 829.567 | 14869
0 | 3.3523 |  |  | 21098.8 | 13352.2
0 | 2.737 |  |  | 13777.4 | 10759.3
0 | 1.9312 |  |  | 19326.2 | 7260.2
0 | 1.0349 |  |  | 17132.9 | 3199.99
823.997 | 0.29532 |  |  | 13355 | 515.13
3179.14 | 0.039259 |  |  | 11202 | -5.1328
3292.69 | 0 |  |  | 5479.08 | -5.1328
5839.42 | 0 |  |  | 5751.63 | -5.1328
7125.13 | 0 |  |  | 12973.9 | -5.1328
6713.99 | 0 |  |  | 5444.64 | -5.1328
3725.84 | 0 |  |  | 8923.36 | -5.1328
2314.06 | 0 |  |  | 14456.9 | -5.1328
3637.89 | 0 |  |  | 6522.29 | -5.1328
4197.39 | 0 |  |  | 3202.99 | -5.1328
1976.35 | 0 |  |  | 0 | -5.1328
2357.26 | 0.13906 |  |  | 0 | 19.3738
2799.71 | 0.66284 |  |  | 0 | 795.292
3329.5 | 1.5346 |  |  | 0 | 3931.23
2434.31 | 2.387 |  |  | 0 | 7840.24
879.665 | 3.0826 |  |  | 0 | 10851
898.629 | 1.4139 |  |  | 163.961 | 13064.3
1200.13 | 2.133 |  |  | 1860.53 | 14492.6
35902.6 | 2.2442 |  |  | 1602.79 | 14892.6
19720.2 | 0.31817 |  |  | 1052.5 | 14320.1
8221.97 | 0.22837 |  |  | 371.468 | 12835.6
0 | 0.11737 |  |  | 1307.68 | 10400.2
1950.25 | 1.1823 |  |  | 1434.06 | 6171.7
8541.78 | 1.0575 |  |  | 2661.48 | 3025.83
8586.95 | 0.31942 |  |  | 1590.7 | 676.682
6702.68 | 0.044636 |  |  | 5565.06 | -5.1328
23302.2 | 0 |  |  | 18180.2 | -5.1328
22550.2 | 0 |  |  | 17037.7 | -5.1328
27142 | 0 |  |  | 5199.54 | -5.1328
35169.5 | 0 |  |  | 3862.95 | -5.1328
32939.7 | 0 |  |  | 3691.62 | -5.1328
37588.5 | 0 |  |  | 0 | -5.1328
22525.3 | 0 |  |  | 0 | -5.1328
10910.3 | 0 |  |  | 0 | -5.1328
31890.4 | 0 |  |  | 0 | -5.1328
15248.1 | 0.16476 |  |  | 0 | 26.8001
19814.4 | 0.63896 |  |  | 0 | 810.771
13873.2 | 1.5393 |  |  | 0 | 3858.35
25664.8 | 2.2537 |  |  | 0 | 7807.37
16738.5 | 2.2897 |  |  | 0 | 11030.2
16951 | 2.872 |  |  | 0 | 13198.4
19615.6 | 2.4881 |  |  | 0 | 14518.4
25251.5 | 3.2538 |  |  | 0 | 14924.1
22095.9 | 3.1002 |  |  | 959.549 | 14353.9
26493.4 | 3.428 |  |  | 2779.77 | 12842.6
12172.8 | 2.8046 |  |  | 4300.75 | 10404.4
2764.97 | 2.0011 |  |  | 9038.42 | 7009.75
17309.6 | 1.0926 |  |  | 5391.1 | 3130.21
15097.5 | 0.33676 |  |  | 8335.95 | 595.539
31332.4 | 0.05204 |  |  | 15369.2 | -5.1328
8728.07 | 0 |  |  | 19680.7 | -5.1328
36402.2 | 0 |  |  | 10218.1 | -5.1328
25952.7 | 0 |  |  | 589.195 | -5.1328
12035.4 | 0 |  |  | 0 | -5.1328
25568 | 0 |  |  | 0 | -5.1328
17042.4 | 0 |  |  | 0 | -5.1328
14783.1 | 0 |  |  | 0 | -5.1328
25753 | 0 |  |  | 0 | -5.1328
32787.9 | 0 |  |  | 0 | -5.1328
36848 | 0.13862 |  |  | 0 | 26.7825
33085.5 | 0.56159 |  |  | 0 | 773.223
23502.7 | 1.6016 |  |  | 0 | 3829.49
15838.1 | 2.4562 |  |  | 0 | 7707.9
26744.3 | 3.0871 |  |  | 0 | 10787.1
32680.3 | 3.5134 |  |  | 0 | 12960.1
35192.6 | 3.1629 |  |  | 0 | 14324.9
39279.1 | 3.3414 |  |  | 224.912 | 14833
36291 | 1.8308 |  |  | 14607.5 | 14414.6
15507.8 | 1.3533 |  |  | 0 | 13051.9
36194.3 | 0.23265 |  |  | 1972.41 | 10573.9
28765.2 | 1.9346 |  |  | 14026.5 | 7155.49
10047.3 | 1.0658 |  |  | 12918.2 | 3186.15
18256.6 | 0.31679 |  |  | 23282.4 | 561.943
320.834 | 0.054051 |  |  | 10593.6 | -5.1328
5453.34 | 0 |  |  | 24356.3 | -5.1328
2151.28 | 0 |  |  | 9441.22 | -5.1328
1596.92 | 0 |  |  | 0 | -5.1328
10664.6 | 0 |  |  | 0 | -5.1328
730.273 | 0 |  |  | 0 | -5.1328
0 | 0 |  |  | 0 | -5.1328
0 | 0 |  |  | 0 | -5.1328
0 | 0 |  |  | 0 | -5.1328
0 | 0 |  |  | 0 | -5.1328
0 | 0.08495 |  |  | 0 | 36.7475
2015.14 | 0.27868 |  |  | 0 | 718.549
11987 | 0.47079 |  |  | 0 | 3819.82
9482.1 | 0.85168 |  |  | 0 | 7665.79
17154.6 | 1.425 |  |  | 399.695 | 10666
17099 | 1.531 |  |  | 2482.15 | 12681.5
23820.8 | 1.7991 |  |  | 2685.29 | 13928
31063.8 | 1.3357 |  |  | 2972.66 | 14439
37547.7 | 1.2186 |  |  | 41.7626 | 12371.9
33871 | 1.6122 |  |  | 0 | 12710.1
25308.5 | 1.2289 |  |  | 11526.1 | 10332.9
35456.8 | 0.8645 |  |  | 0 | 7050.82
28695.1 | 0.44045 |  |  | 4993.67 | 3196.99
38825.2 | 0.30224 |  |  | 0 | 569.883
25021 | 0.059177 |  |  | 0 | -5.1328
24210.3 | 0 |  |  | 0 | -5.1328
18346.5 | 0 |  |  | 8332.14 | -5.1328
13341.2 | 0 |  |  | 10039.4 | -5.1328
25707.4 | 0 |  |  | 4806.27 | -5.1328
18389.1 | 0 |  |  | 751.062 | -5.1328
8910.45 | 0 |  |  | 1715.15 | -5.1328
4633.74 | 0 |  |  | 4462.31 | -5.1328
6984.1 | 0 |  |  | 3692.68 | -5.1328
5157.07 | 0 |  |  | 1191.04 | -5.1328
5329.46 | 0.15151 |  |  | 10378.3 | 13.9507
2046.82 | 0.73089 |  |  | 62.3009 | 824.438
0 | 0.86755 |  |  | 153.444 | 3776.91
0 | 1.599 |  |  | 6113.39 | 7619.18
477.702 | 3.281 |  |  | 0 | 10879.8
1307.69 | 3.7338 |  |  | 1036.53 | 13126.7
1626.71 | 3.972 |  |  | 1919.04 | 14459.5
1959.75 | 3.9765 |  |  | 214.956 | 14914.6
1464.69 | 3.7807 |  |  | 0 | 14483.8
2057.68 | 2.6357 |  |  | 14075.6 | 12960.5
782.441 | 2.4124 |  |  | 8893.95 | 10537.4
0 | 1.6727 |  |  | 0 | 7116.96
0 | 0.99323 |  |  | 0 | 3214.13
0 | 0.31358 |  |  | 30630 | 608.807
1106.73 | 0.053322 |  |  | 0 | -5.1328
5162.38 | 0 |  |  | 0 | -5.1328
4169 | 0 |  |  | 0 | -5.1328
7775.98 | 0 |  |  | 0 | -5.1328
15512.8 | 0 |  |  | 0 | -5.1328
17845 | 0 |  |  | 0 | -5.1328
16623.5 | 0 |  |  | 0 | -5.1328
7781.86 | 0 |  |  | 0 | -5.1328
2859.38 | 0 |  |  | 0 | -5.1328
776.587 | 0 |  |  | 0 | -5.1328
376.592 | 0.14524 |  |  | 0 | 35.9098
729.08 | 0.71245 |  |  | 0 | 702.653
0 | 1.4503 |  |  | 0 | 3859.09
0 | 2.5228 |  |  | 0 | 7787.74
0 | 3.2707 |  |  | 201.38 | 11066
0 | 3.3326 |  |  | 0 | 13386.2
0 | 3.5751 |  |  | 75.2636 | 14729.9
0 | 3.389 |  |  | 0 | 15135.9
1522.87 | 2.9887 |  |  | 1070.79 | 14622.6
1123.46 | 2.6957 |  |  | 10145.3 | 13152.9
2004.37 | 1.54 |  |  | 16359 | 10704.8
2802.07 | 1.2859 |  |  | 16157.2 | 7270.18
3206.2 | 1.0634 |  |  | 16079 | 3268.45
2058.57 | 0.34744 |  |  | 12077.2 | 602.84
2505.76 | 0.057745 |  |  | 10479.3 | -5.1328
12322.3 | 0 |  |  | 7812.81 | -5.1328
6600.54 | 0 |  |  | 4958.62 | -5.1328
18290.5 | 0 |  |  | 1491.64 | -5.1328
9227.74 | 0 |  |  | 2823.01 | -5.1328
9151.02 | 0 |  |  | 4514.33 | -5.1328
33810.1 | 0 |  |  | 9035.99 | -5.1328
24307.8 | 0 |  |  | 6033.73 | -5.1328
27525.9 | 0 |  |  | 1560.76 | -5.1328
28718.5 | 0 |  |  | 0 | -5.1328
26764.5 | 0.081867 |  |  | 0 | 54.9082
32048 | 0.26235 |  |  | 0 | 691.651
14226.7 | 0.74128 |  |  | 0 | 3741.75
6653.83 | 1.2895 |  |  | 0 | 7538.16
3845.93 | 2.2811 |  |  | 0 | 10619.5
5055.38 | 2.6951 |  |  | 0 | 12889.5
7256.4 | 2.8524 |  |  | 0 | 14217.7
8715.07 | 3.9308 |  |  | 0 | 14639.4
9050.5 | 3.7473 |  |  | 0 | 14174.9
12599.1 | 3.3467 |  |  | 690.278 | 12593.7
15806 | 2.8138 |  |  | 0 | 10286.6
9018.97 | 2.0124 |  |  | 3293.2 | 7019.39
11960.9 | 1.1044 |  |  | 0 | 3254.26
12610.5 | 0.33914 |  |  | 1386.88 | 690.819
12166.9 | 0.061129 |  |  | 5871.74 | -5.1328
10972.6 | 0 |  |  | 2266.32 | -5.1328
9884.03 | 0 |  |  | 6095.93 | -5.1328
9500.97 | 0 |  |  | 4423.17 | -5.1328
6200.54 | 0 |  |  | 1900.6 | -5.1328
12208.8 | 0 |  |  | 0 | -5.1328
0 | 0 |  |  | 0 | -5.1328
17080 | 0 |  |  | 0 | -5.1328
8501.65 | 0 |  |  | 0 | -5.1328
12369.2 | 0 |  |  | 0 | -5.1328
11204.3 | 0.058503 |  |  | 0 | 16.7653
8810.36 | 0.5983 |  |  | 0 | 888.457
6780.88 | 0.92162 |  |  | 0 | 3839.63
10828.1 | 2.3107 |  |  | 0 | 7606.88
5529.13 | 1.5589 |  |  | 0 | 10712.5
5098.6 | 1.7353 |  |  | 288.262 | 12768.7
1263.95 | 2.7127 |  |  | 7229.26 | 13612.8
3599.55 | 2.3384 |  |  | 2350.43 | 14072.2
1535.52 | 2.7581 |  |  | 3067.55 | 13861.6
5173.82 | 2.1681 |  |  | 3676.33 | 12601.3
3624.98 | 2.7801 |  |  | 7909.12 | 10323
5285.09 | 1.9945 |  |  | 7943.11 | 7110.42
5265.26 | 1.1087 |  |  | 6864 | 3230.03
9397.05 | 0.32948 |  |  | 9494.96 | 561.83
5600.12 | 0.067009 |  |  | 8592.74 | -5.1328
4199.41 | 0 |  |  | 10659.1 | -5.1328
7444.44 | 0 |  |  | 9108.78 | -5.1328
9144.8 | 0 |  |  | 6060.37 | -5.1328
5895.12 | 0 |  |  | 1421.23 | -5.1328
1777.17 | 0 |  |  | 6217.13 | -5.1328
4719.98 | 0 |  |  | 2176.5 | -5.1328
1832.64 | 0 |  |  | 0 | -5.1328
3863.71 | 0 |  |  | 0 | -5.1328
2587.13 | 0 |  |  | 1648.78 | -5.1328
2614.82 | 0.17542 |  |  | 1429.43 | 35.0082
2694.93 | 0.71043 |  |  | 2738.19 | 716.958
1537.11 | 1.5957 |  |  | 4251.23 | 3752.19
880.057 | 1.4248 |  |  | 946.309 | 7655.13
721.612 | 2.2864 |  |  | 0 | 10707.1
727.194 | 1.6555 |  |  | 232.788 | 12664.2
1747.62 | 3.2955 |  |  | 2683.87 | 13498.6
1058.56 | 2.1199 |  |  | 1294.81 | 14010.9
1784.41 | 1.52 |  |  | 1956.8 | 13885.6
6377.52 | 1.2134 |  |  | 25.8999 | 12458.7
6444.89 | 2.8223 |  |  | 11988.4 | 10181.3
3969.93 | 1.6969 |  |  | 710.622 | 6937.4
819.866 | 0.10254 |  |  | 9671.9 | 3247.89
0 | 0.048339 |  |  | 1574.33 | 755.117
0 | 0.064359 |  |  | 3913.8 | -5.1328
1025.29 | 0 |  |  | 858.484 | -5.1328
1520.38 | 0 |  |  | 0 | -5.1328
0 | 0 |  |  | 765.343 | -5.1328
0 | 0 |  |  | 0 | -5.1328
1402.12 | 0 |  |  | 0 | -5.1328
338.396 | 0 |  |  | 0 | -5.1328
119.476 | 0 |  |  | 0 | -5.1328
0 | 0 |  |  | 0 | -5.1328
0 | 0 |  |  | 0 | -5.1328
0 | 0.15155 |  |  | 0 | 24.9527
0 | 0.47391 |  |  | 0 | 883.959
0 | 0.90746 |  |  | 0 | 3707.99
0 | 0.52462 |  |  | 0 | 7345.54
0 | 3.2582 |  |  | 1072.78 | 10251.8
0 | 3.7722 |  |  | 4468.08 | 12307.8
0 | 4.0489 |  |  | 4792.7 | 13681.2
0 | 4.0871 |  |  | 3122.46 | 14317.2
0 | 3.89 |  |  | 926.714 | 13960.6
1709.12 | 3.4842 |  |  | 0 | 12718.1
0 | 2.8727 |  |  | 0 | 10359
0 | 2.055 |  |  | 0 | 7082.52
1310.89 | 1.135 |  |  | 1424.94 | 3212.25
0 | 0.33954 |  |  | 2863.71 | 591.86
0 | 0.065467 |  |  | 964.716 | -5.1328
0 | 0 |  |  | 2429.64 | -5.1328
1202.03 | 0 |  |  | 2856.76 | -5.1328
1109.96 | 0 |  |  | 2095.96 | -5.1328
1382.96 | 0 |  |  | 1038.91 | -5.1328
1883.09 | 0 |  |  | 0 | -5.1328
5413.46 | 0 |  |  | 0 | -5.1328
3471.38 | 0 |  |  | 0 | -5.1328
4833.7 | 0 |  |  | 0 | -5.1328
4633.67 | 0 |  |  | 0 | -5.1328
1129.32 | 0.067131 |  |  | 0 | 33.9728
818.192 | 0.2877 |  |  | 0 | 742.145
0 | 0.46711 |  |  | 0 | 3744.27
0 | 0.6309 |  |  | 0 | 7697.21
0 | 0.78023 |  |  | 0 | 11050
1064.6 | 1.8633 |  |  | 0 | 13472
3440.43 | 2.3616 |  |  | 0 | 15008.5
2252.83 | 3.479 |  |  | 0 | 15406.6
5125.17 | 3.2076 |  |  | 0 | 14774.2
5714.37 | 3.3109 |  |  | 0 | 13131.5
8399.94 | 2.7398 |  |  | 0 | 10562.7
7062.7 | 1.9868 |  |  | 0 | 7108.06
5324.47 | 1.1243 |  |  | 0 | 3338.74
8299.93 | 0.35147 |  |  | 2134.7 | 762.295
9773.78 | 0.0689 |  |  | 0 | -5.1328
34083.8 | 0 |  |  | 289.208 | -5.1328
34935.8 | 0 |  |  | 3538.31 | -5.1328
35524.9 | 0 |  |  | 0 | -5.1328
35136.9 | 0 |  |  | 0 | -5.1328
33174.7 | 0 |  |  | 0 | -5.1328
33539.3 | 0 |  |  | 0 | -5.1328
30454.1 | 0 |  |  | 0 | -5.1328
26930.5 | 0 |  |  | 0 | -5.1328
23407.4 | 0 |  |  | 0 | -5.1328
25976.9 | 0.12135 |  |  | 0 | 34.9218
20090 | 0.31013 |  |  | 0 | 793.497
21325 | 0.7212 |  |  | 0 | 3718.13
21910.7 | 0.93557 |  |  | 0 | 7589.41
28684.9 | 2.0376 |  |  | 0 | 10796
25670.7 | 3.2502 |  |  | 0 | 12955.2
35751.6 | 3.3355 |  |  | 0 | 14229
18300.2 | 3.4525 |  |  | 989.998 | 14771.8
27135.2 | 3.8141 |  |  | 4631.23 | 14351.7
18053.8 | 3.3928 |  |  | 0 | 13154.2
11215.8 | 0.55471 |  |  | 0 | 10690.8
17897 | 0.38309 |  |  | 0 | 7280.1
5280.1 | 0.31513 |  |  | 2545.6 | 3329.15
3738.5 | 0.29123 |  |  | 0 | 537.001
4715.15 | 0.053943 |  |  | 0 | -5.1328
886.305 | 0 |  |  | 0 | -5.1328
2692.98 | 0 |  |  | 3548.98 | -5.1328
1801.65 | 0 |  |  | 5316.97 | -5.1328
343.373 | 0 |  |  | 0 | -5.1328
0 | 0 |  |  | 0 | -5.1328
0 | 0 |  |  | 0 | -5.1328
0 | 0 |  |  | 126.778 | -5.1328
0 | 0 |  |  | 3884.3 | -5.1328
0 | 0 |  |  | 6167.81 | -5.1328
0 | 0.12414 |  |  | 7670.41 | 43.9274
0 | 0.61211 |  |  | 8512.37 | 686.156
0 | 0.64096 |  |  | 11608.6 | 3758.12
0 | 1.6843 |  |  | 19353.7 | 7606.64
0 | 2.9433 |  |  | 23601.6 | 10746.7
0 | 3.8199 |  |  | 32250.8 | 13082
0 | 3.2311 |  |  | 25488.8 | 13057.7
0 | 3.774 |  |  | 7245.53 | 15061.8
0 | 3.4925 |  |  | 7390.23 | 14589.8
0 | 2.9076 |  |  | 2941.9 | 13054.7
0 | 2.7882 |  |  | 5817.88 | 10557.6
0 | 2.1647 |  |  | 0 | 7140.63
0 | 1.1339 |  |  | 0 | 3328.48
1126.27 | 0.32776 |  |  | 0 | 682.624
811.803 | 0.07194 |  |  | 0 | -5.1328
2584.89 | 0 |  |  | 3006.76 | -5.1328
4473.64 | 0 |  |  | 1804.21 | -5.1328
7995.82 | 0 |  |  | 914.677 | -5.1328
8138.82 | 0 |  |  | 3149.97 | -5.1328
9538.96 | 0 |  |  | 0 | -5.1328
8470.66 | 0 |  |  | 4318.29 | -5.1328
2512.77 | 0 |  |  | 0 | -5.1328
6477.4 | 0 |  |  | 1538.39 | -5.1328
2912.01 | 0 |  |  | 18427.2 | -5.1328
243.512 | 0.10567 |  |  | 0 | 34.9983
596.272 | 0.47338 |  |  | 5817.03 | 798.492
0 | 0.74566 |  |  | 0 | 3679.07
0 | 2.1025 |  |  | 16162.5 | 7432.1
1288.21 | 2.3883 |  |  | 19284.4 | 10276.7
0 | 3.7439 |  |  | 16604.3 | 11935.2
656.946 | 4.0046 |  |  | 18788.1 | 13283.2
853.704 | 3.4897 |  |  | 14497.5 | 13668.8
487.329 | 3.2225 |  |  | 13641.9 | 13212.1
1026.44 | 2.5062 |  |  | 25138.9 | 12079
982.34 | 2.8551 |  |  | 15817.5 | 9965.34
207.411 | 1.5209 |  |  | 19108.2 | 6929.45
1271.31 | 0.73881 |  |  | 18151.9 | 3273.51
1404.14 | 0.31224 |  |  | 9415.06 | 662.677
1377.44 | 0.066047 |  |  | 10609.2 | -5.1328
760.012 | 0 |  |  | 24104.4 | -5.1328
2075.41 | 0 |  |  | 16314.4 | -5.1328
0 | 0 |  |  | 0 | -5.1328
820.633 | 0 |  |  | 0 | -5.1328
2547.78 | 0 |  |  | 0 | -5.1328
2850.06 | 0 |  |  | 0 | -5.1328
3419.73 | 0 |  |  | 6149.98 | -5.1328
2560.05 | 0 |  |  | 16937.2 | -5.1328
0 | 0 |  |  | 7753.62 | -5.1328
0 | 0.1396 |  |  | 3505.22 | 31.3966
0 | 0.70173 |  |  | 2303.23 | 748.834
312.983 | 1.618 |  |  | 1956.24 | 3594.83
0 | 2.5056 |  |  | 7895.08 | 7359.05
1811.99 | 3.2066 |  |  | 5893.82 | 10484.6
1333.67 | 3.241 |  |  | 21259.1 | 11821.3
1098.7 | 4.0057 |  |  | 19788.6 | 12296.3
2050.32 | 3.1138 |  |  | 40053.4 | 13819.9
4673.13 | 3.3828 |  |  | 9433.95 | 13705.3
4777.11 | 3.0558 |  |  | 18141.1 | 12555.8
7253.06 | 2.4777 |  |  | 5061.34 | 10172
16197.2 | 1.8493 |  |  | 28477.3 | 6958.57
22614.6 | 1.1106 |  |  | 25023.8 | 3320.38
24785.2 | 0.30018 |  |  | 3206.46 | 715.918
11354.2 | 0.062794 |  |  | 6276.35 | -5.1328
33695.5 | 0 |  |  | 5231.72 | -5.1328
16934.3 | 0 |  |  | 24181.2 | -5.1328
22094 | 0 |  |  | 0 | -5.1328
22447 | 0 |  |  | 0 | -5.1328
22182.8 | 0 |  |  | 0 | -5.1328
17398.6 | 0 |  |  | 0 | -5.1328
24931.1 | 0 |  |  | 0 | -5.1328
27354.8 | 0 |  |  | 4235.04 | -5.1328
17883.7 | 0 |  |  | 6616.96 | -5.1328
18766.9 | 0.12905 |  |  | 5346.25 | -5.1328
5545.65 | 0.71566 |  |  | 2699.51 | 967.489
0 | 1.6804 |  |  | 0 | 3622.98
792.394 | 2.6075 |  |  | 10305.3 | 7191.97
248.543 | 3.3785 |  |  | 17599.6 | 6720.82
1792.64 | 3.4709 |  |  | 0 | 9700.04
1468.15 | 3.6596 |  |  | 23358.3 | 13071.8
696.093 | 3.0652 |  |  | 33815.7 | 13341.5
748.919 | 3.6128 |  |  | 1234.69 | 12473.8
780.681 | 2.7113 |  |  | 39673.1 | 11477.4
961.007 | 2.7887 |  |  | 32776.5 | 9568.17
3347.2 | 2.2247 |  |  | 39373.2 | 6708.51
2759.46 | 1.2414 |  |  | 8226.05 | 3284.05
1189.93 | 0.36118 |  |  | 34726 | 742.454
6581.42 | 0.069004 |  |  | 7470.25 | -5.1328
11531.8 | 0 |  |  | 18704.1 | -5.1328
25529.9 | 0 |  |  | 31422.3 | -5.1328
32392.8 | 0 |  |  | 29535.1 | -5.1328
33495.2 | 0 |  |  | 17357.6 | -5.1328
33801.6 | 0 |  |  | 2124.81 | -5.1328
25768 | 0 |  |  | 12308.9 | -5.1328
20970.4 | 0 |  |  | 4798.11 | -5.1328
18783 | 0 |  |  | 5194.17 | -5.1328
8985.81 | 0 |  |  | 3741.05 | -5.1328
15928.3 | 0.11701 |  |  | 13853.3 | -5.1328
14154.9 | 0.74485 |  |  | 4986.81 | 1012.33
1844.73 | 1.7504 |  |  | 2112.78 | 3604.58
8204.7 | 2.7056 |  |  | 18599.8 | 7029.9
15530.4 | 3.0581 |  |  | 23695.4 | 9964.77
20085.2 | 4.0231 |  |  | 12824.9 | 12234.1
23391.9 | 4.314 |  |  | 15586 | 13943
23307.4 | 4.3654 |  |  | 20114.8 | 14483.5
22112.1 | 4.1843 |  |  | 14176.8 | 14085.6
18643 | 3.7624 |  |  | 12955.1 | 12696.4
6734.61 | 3.0847 |  |  | 10942 | 10419.1
7683.13 | 2.2329 |  |  | 11677.1 | 7154.7
12301 | 1.2531 |  |  | 5851.16 | 3317.55
20144.3 | 0.39943 |  |  | 9006.13 | 619.557
15054.8 | 0.087186 |  |  | 10795.8 | -5.1328
38129.4 | 0 |  |  | 3069.39 | -5.1328
37960.1 | 0 |  |  | 10152.8 | -5.1328
35935.2 | 0 |  |  | 5763.52 | -5.1328
18795.8 | 0 |  |  | 4596.47 | -5.1328
19215 | 0 |  |  | 929.036 | -5.1328
22582.7 | 0 |  |  | 0 | -5.1328
19873 | 0 |  |  | 0 | -5.1328
29688.3 | 0 |  |  | 0 | -5.1328
2132.57 | 0 |  |  | 0 | -5.1328
14437.1 | 0.18301 |  |  | 0 | 32.7491
4808.97 | 0.58893 |  |  | 0 | 810.124
1999.76 | 1.4061 |  |  | 0 | 3555.86
854.85 | 2.604 |  |  | 0 | 7124.91
0 | 3.3419 |  |  | 0 | 10151.9
1080.7 | 1.9791 |  |  | 0 | 12257.5
5433.01 | 3.0446 |  |  | 268.26 | 13531.4
13359.3 | 2.3889 |  |  | 665.025 | 13965.5
317.24 | 1.7798 |  |  | 0 | 13498.5
0 | 2.0026 |  |  | 920.813 | 12122.8
0 | 1.5794 |  |  | 0 | 9880.96
1281.43 | 1.6501 |  |  | 1238.26 | 6815.59
7786.83 | 0.60932 |  |  | 1965.88 | 3321.61
5040.05 | 0.29864 |  |  | 0 | 792.731
10581.3 | 0.065813 |  |  | 387.039 | -5.1328
6965.12 | 0 |  |  | 864.686 | -5.1328
19198.4 | 0 |  |  | 0 | -5.1328
22384.8 | 0 |  |  | 0 | -5.1328
19534.9 | 0 |  |  | 0 | -5.1328
20040.1 | 0 |  |  | 0 | -5.1328
22429.8 | 0 |  |  | 0 | -5.1328
25133.8 | 0 |  |  | 0 | -5.1328
20431.3 | 0 |  |  | 0 | -5.1328
23656.6 | 0 |  |  | 0 | -5.1328
23632 | 0.12687 |  |  | 0 | 33.947
7957.46 | 0.73588 |  |  | 0 | 774.544
5781.15 | 1.7217 |  |  | 0 | 3571.34
1105.48 | 2.6664 |  |  | 0 | 7331.56
3853.88 | 3.4146 |  |  | 857.338 | 10463.9
6126.56 | 3.9556 |  |  | 6368.88 | 12462.3
7828.71 | 4.2399 |  |  | 8971.57 | 13129.6
18475.2 | 4.2809 |  |  | 10017 | 13585.5
22896.2 | 3.4368 |  |  | 7482.59 | 13506.6
20384.7 | 3.6888 |  |  | 9223.71 | 12372.3
32949.7 | 2.3632 |  |  | 14022.4 | 10259.1
22170.3 | 1.3965 |  |  | 10814 | 7101.56
17439.7 | 1.2616 |  |  | 0 | 3348.63
10952.7 | 0.38491 |  |  | 0 | 661.486
13113.9 | 0.080158 |  |  | 0 | -5.1328
11825.7 | 0 |  |  | 0 | -5.1328
3132.66 | 0 |  |  | 0 | -5.1328
6007.34 | 0 |  |  | 0 | -5.1328
3428.44 | 0 |  |  | 16303.2 | -5.1328
0 | 0 |  |  | 0 | -5.1328
0 | 0 |  |  | 0 | -5.1328
0 | 0 |  |  | 0 | -5.1328
13975.8 | 0 |  |  | 906.58 | -5.1328
5009.98 | 0 |  |  | 0 | -5.1328
2759.91 | 0.1254 |  |  | 0 | 32.7836
0 | 0.70676 |  |  | 0 | 599.085
0 | 1.6591 |  |  | 0 | 3670.02
0 | 2.5552 |  |  | 0 | 7642.39
365.196 | 3.2732 |  |  | 0 | 10743.3
4.6633 | 3.7853 |  |  | 0 | 12614.5
1135.24 | 4.0777 |  |  | 0 | 13740.9
1660.36 | 4.1507 |  |  | 0 | 14585.3
0 | 3.9742 |  |  | 0 | 14292.6
0 | 3.5852 |  |  | 2107.29 | 12959.2
2125.83 | 2.9762 |  |  | 1254.44 | 10649.6
0 | 2.1688 |  |  | 0 | 7354.71
103.196 | 1.2317 |  |  | 6743.85 | 3452.57
4486.14 | 0.38871 |  |  | 1021.55 | 591.336
11590.6 | 0.08316 |  |  | 1024.61 | 14.6577
18433.3 | 0 |  |  | 221.873 | -5.1328
24706.7 | 0 |  |  | 0 | -5.1328
30626.8 | 0 |  |  | 0 | -5.1328
27191.3 | 0 |  |  | 0 | -5.1328
23405 | 0 |  |  | 0 | -5.1328
20651.9 | 0 |  |  | 0 | -5.1328
23298 | 0 |  |  | 0 | -5.1328
16673 | 0 |  |  | 0 | -5.1328
11016.2 | 0 |  |  | 0 | -5.1328
10365.9 | 0.1322 |  |  | 0 | 33.9216
2339.14 | 0.70792 |  |  | 0 | 702.833
0 | 1.6562 |  |  | 0 | 3636.98
0 | 2.5539 |  |  | 0 | 7531.16
0 | 3.2788 |  |  | 0 | 10553
0 | 1.0125 |  |  | 0 | 12766.9
338.129 | 3.6641 |  |  | 0 | 14273.6
689.497 | 3.56 |  |  | 466.234 | 14790.5
854.094 | 3.4077 |  |  | 33145.9 | 14348.5
807.062 | 2.7126 |  |  | 6612.51 | 13160.1
0 | 1.9698 |  |  | 24061.5 | 10794.4
227.342 | 1.291 |  |  | 6588.29 | 7486.91
1123.59 | 0.82125 |  |  | 1457.37 | 3530.31
1518.22 | 0.2975 |  |  | 548.212 | 569.793
5217.47 | 0.068989 |  |  | 0 | 26.5523
13863.5 | 0 |  |  | 0 | -5.1328
17760.6 | 0 |  |  | 0 | -5.1328
19578.2 | 0 |  |  | 0 | -5.1328
17525 | 0 |  |  | 0 | -5.1328
26875.2 | 0 |  |  | 0 | -5.1328
20554.5 | 0 |  |  | 0 | -5.1328
21185.3 | 0 |  |  | 8384.49 | -5.1328
25069.9 | 0 |  |  | 8975.28 | -5.1328
30448.2 | 0 |  |  | 1237.13 | -5.1328
28302 | 0.031179 |  |  | 0 | 35.9422
13482 | 0.16976 |  |  | 0 | 745.511
1112.02 | 0.60711 |  |  | 0 | 3702.5
2328.54 | 0.502 |  |  | 0 | 7667.99
6516.31 | 0.67097 |  |  | 0 | 10905.2
5063.35 | 0.69615 |  |  | 0 | 13035.3
5913.79 | 0.82896 |  |  | 441.952 | 14184.3
5308.53 | 0.82661 |  |  | 2550.16 | 14301.2
4872.72 | 0.57351 |  |  | 0 | 13587.5
8695.6 | 0.78496 |  |  | 8010.49 | 12285
8175.56 | 1.4065 |  |  | 0 | 10144
5410.35 | 0.59248 |  |  | 0 | 7068.74
2841.39 | 0.13627 |  |  | 393.484 | 3396.47
3921.8 | 0.13343 |  |  | 0 | 736.157
7297.78 | 0.10135 |  |  | 0 | 6.5609
18828.5 | 0 |  |  | 0 | -5.1328
27088.5 | 0 |  |  | 0 | -5.1328
26452.3 | 0 |  |  | 0 | -5.1328
34350 | 0 |  |  | 0 | -5.1328
35668.4 | 0 |  |  | 0 | -5.1328
33053.2 | 0 |  |  | 0 | -5.1328
17782 | 0 |  |  | 0 | -5.1328
12518.7 | 0 |  |  | 0 | -5.1328
20017.9 | 0 |  |  | 0 | -5.1328
27656.9 | 0.16784 |  |  | 0 | 36.775
20340.2 | 0.59957 |  |  | 0 | 672.686
5909.78 | 1.1683 |  |  | 0 | 3603.3
2537.67 | 1.6603 |  |  | 0 | 7507.88
0 | 1.9157 |  |  | 0 | 10554.1
0 | 1.5662 |  |  | 0 | 12529.3
0 | 1.8152 |  |  | 120.641 | 13806.9
0 | 2.6822 |  |  | 1447.91 | 14473.2
12533.4 | 2.6087 |  |  | 732.518 | 14250.5
9678.21 | 2.0692 |  |  | 366.034 | 12892.3
2448.83 | 1.2668 |  |  | 765.45 | 10575.3
2738.78 | 0.96979 |  |  | 49.1364 | 7336.44
2175.8 | 0.94356 |  |  | 1861.91 | 3485.77
4532.06 | 0.37618 |  |  | 1419.63 | 705.871
8315.19 | 0.088874 |  |  | 3898.52 | 6.6653
25833.6 | 0 |  |  | 4111.8 | -5.1328
14562.3 | 0 |  |  | 697.39 | -5.1328
29904 | 0 |  |  | 0 | -5.1328
37320.2 | 0 |  |  | 0 | -5.1328
33114.8 | 0 |  |  | 0 | -5.1328
21934.1 | 0 |  |  | 0 | -5.1328
10910.5 | 0 |  |  | 0 | -5.1328
7443.54 | 0 |  |  | 0 | -5.1328
0 | 0 |  |  | 0 | -5.1328
1065.92 | 0.12987 |  |  | 0 | 26.755
1703.15 | 0.5124 |  |  | 0 | 723.276
0 | 1.1912 |  |  | 0 | 3606.74
0 | 1.6865 |  |  | 0 | 7489.99
0 | 2.0729 |  |  | 0 | 9584.85
0 | 2.9375 |  |  | 0 | 11632
0 | 3.8529 |  |  | 0 | 13369.8
0 | 2.9674 |  |  | 0 | 13097.2
0 | 2.4255 |  |  | 0 | 9176.65
0 | 2.5523 |  |  | 0 | 12961.8
0 | 1.7386 |  |  | 1892.12 | 10641.8
0 | 0.39969 |  |  | 0 | 7308.45
501.175 | 0.095867 |  |  | 1498.87 | 3510.4
7401.03 | 0.077682 |  |  | 4359.1 | 780.252
8622.65 | 0.01508 |  |  | 2427.12 | -5.1328
23173.9 | 0 |  |  | 0 | -5.1328
26418.1 | 0 |  |  | 622.413 | -5.1328
30981.3 | 0 |  |  | 0 | -5.1328
29338.9 | 0 |  |  | 0 | -5.1328
12918.7 | 0 |  |  | 0 | -5.1328
0 | 0 |  |  | 0 | -5.1328
879.487 | 0 |  |  | 0 | -5.1328
8071.62 | 0 |  |  | 0 | -5.1328
1125.31 | 0 |  |  | 0 | -5.1328
5534.72 | 0.17662 |  |  | 0 | 24.9228
9642.28 | 0.56997 |  |  | 0 | 706.387
3260.42 | 1.137 |  |  | 0 | 3365.12
3589.57 | 1.898 |  |  | 0 | 6550.72
494.642 | 2.5317 |  |  | 0 | 10599
1473.25 | 2.4166 |  |  | 0 | 10204.1
2591.72 | 3.1545 |  |  | 0 | 10835.1
169.957 | 2.6353 |  |  | 0 | 10689.3
2034.86 | 2.9232 |  |  | 0 | 12243.6
2051.76 | 2.8954 |  |  | 0 | 12736.1
2186.7 | 2.3486 |  |  | 0 | 10470.9
1392.38 | 1.5462 |  |  | 0 | 7301.17
7373.02 | 0.86633 |  |  | 0 | 3458.73
6013.66 | 0.063249 |  |  | 0 | 719.409
8282.23 | 0.011952 |  |  | 11779.5 | -5.1328
15407 | 0 |  |  | 3190.13 | -5.1328
10081.3 | 0 |  |  | 1371.22 | -5.1328
15262.2 | 0 |  |  | 0 | -5.1328
22740.5 | 0 |  |  | 0 | -5.1328
25497.4 | 0 |  |  | 0 | -5.1328
22004 | 0 |  |  | 0 | -5.1328
13882 | 0 |  |  | 0 | -5.1328
16039.8 | 0 |  |  | 0 | -5.1328
10529.9 | 0 |  |  | 0 | -5.1328
14005.1 | 0.044599 |  |  | 0 | 16.7513
16874.3 | 0.48365 |  |  | 0 | 761.739
22120.6 | 1.2837 |  |  | 0 | 3545.22
29211.2 | 1.16 |  |  | 0 | 7304.23
37150.5 | 3.1964 |  |  | 0 | 10388.6
32935.8 | 3.7451 |  |  | 0 | 12724.9
30811.8 | 4.044 |  |  | 0 | 14306.8
15133.8 | 4.1045 |  |  | 0 | 14910
13077.5 | 3.9328 |  |  | 0 | 14502.7
11619.9 | 3.5395 |  |  | 0 | 13189.8
16710.4 | 2.9244 |  |  | 0 | 10756.9
18789.8 | 2.1376 |  |  | 0 | 7418.21
21268.4 | 1.2153 |  |  | 2346.24 | 3516.38
19716.4 | 0.3868 |  |  | 1550.56 | 708.863
17605.8 | 0.081525 |  |  | 3383.36 | 26.595
30034.2 | 0 |  |  | 27049.4 | -5.1328
13404.8 | 0 |  |  | 12671.6 | -5.1328
19842.7 | 0 |  |  | 0 | -5.1328
9583.52 | 0 |  |  | 0 | -5.1328
5356.41 | 0 |  |  | 0 | -5.1328
5331 | 0 |  |  | 0 | -5.1328
6510.33 | 0 |  |  | 0 | -5.1328
8546.58 | 0 |  |  | 0 | -5.1328
9082.91 | 0 |  |  | 0 | -5.1328
6002.12 | 0.11408 |  |  | 0 | 25.9085
3702.88 | 0.6753 |  |  | 0 | 647.231
0 | 1.6069 |  |  | 0 | 3507.44
0 | 2.4836 |  |  | 0 | 7316.61
665.689 | 3.2147 |  |  | 0 | 10289.5
2312.06 | 3.732 |  |  | 0 | 12278
1639.49 | 4.024 |  |  | 0 | 12551.1
1285.2 | 4.1038 |  |  | 0 | 14242.6
1072.42 | 3.9502 |  |  | 0 | 12334.4
2794.74 | 3.5535 |  |  | 0 | 10311.1
2592.41 | 2.1669 |  |  | 4437.84 | 10184.2
1873.49 | 2.1252 |  |  | 0 | 7070.01
2957.62 | 1.2158 |  |  | 15318.4 | 3439.65
674.993 | 0.38793 |  |  | 0 | 752.677
5345.11 | 0.081494 |  |  | 0 | 26.5523
2622.93 | 0 |  |  | 0 | -5.1328
4683.44 | 0 |  |  | 0 | -5.1328
10191.6 | 0 |  |  | 0 | -5.1328
11074.8 | 0 |  |  | 0 | -5.1328
21413.8 | 0 |  |  | 0 | -5.1328
22735 | 0 |  |  | 0 | -5.1328
28097.7 | 0 |  |  | 0 | -5.1328
25980.5 | 0 |  |  | 0 | -5.1328
27450.5 | 0 |  |  | 0 | -5.1328
16234.7 | 0.12037 |  |  | 0 | 36.775
4379.7 | 0.65317 |  |  | 0 | 592.257
0 | 1.5503 |  |  | 0 | 3511
423.469 | 2.0744 |  |  | 0 | 7424.67
4705.55 | 2.6498 |  |  | 0 | 10596.2
7984.87 | 3.5625 |  |  | 0 | 12625
9317.4 | 3.863 |  |  | 0 | 13338.5
7046.82 | 3.9568 |  |  | 1362.88 | 13318.3
9423.46 | 3.2972 |  |  | 402.188 | 13026.1
12042.6 | 3.4367 |  |  | 0 | 12136.4
8097.02 | 2.859 |  |  | 2771.86 | 10162.5
5032.64 | 2.0765 |  |  | 3749.3 | 7176.66
7370.69 | 1.1344 |  |  | 0 | 3504.94
8689.84 | 0.3856 |  |  | 0 | 740.182
9316.1 | 0.080271 |  |  | 0 | 12.5849
9764.83 | 0 |  |  | 0 | -5.1328
8767.75 | 0 |  |  | 17597.3 | -5.1328
15497.9 | 0 |  |  | 6218.62 | -5.1328
17276.4 | 0 |  |  | 0 | -5.1328
17356.9 | 0 |  |  | 4252.07 | -5.1328
18260 | 0 |  |  | 0 | -5.1328
13760.6 | 0 |  |  | 0 | -5.1328
20432.7 | 0 |  |  | 0 | -5.1328
6362.2 | 0 |  |  | 0 | -5.1328
26004 | 0.15608 |  |  | 0 | 15.9368
10728.6 | 0.5733 |  |  | 0 | 617.906
3628.45 | 1.1447 |  |  | 0 | 3581.47
5371.6 | 2.4069 |  |  | 0 | 7535.4
3204.81 | 2.3685 |  |  | 0 | 10913.6
0 | 2.5488 |  |  | 0 | 13413.7
1015.69 | 2.4393 |  |  | 1164.9 | 14922.4
5613.73 | 2.1629 |  |  | 1168.29 | 15449
7883.53 | 1.0157 |  |  | 592.272 | 14945.7
9346.99 | 0.50187 |  |  | 6793.83 | 13397.3
10327.5 | 1.6342 |  |  | 0 | 10895.5
18794.2 | 1.0925 |  |  | 14973.1 | 7552.62
10583.1 | 0.062494 |  |  | 0 | 3564.75
3338.07 | 0.027076 |  |  | 0 | 639
5923.63 | 0.0058496 |  |  | 518.158 | 22.6701
7497.71 | 0 |  |  | 659.17 | -5.1328
6088.89 | 0 |  |  | 0 | -5.1328
8700.15 | 0 |  |  | 0 | -5.1328
7222.45 | 0 |  |  | 147.825 | -5.1328
12218.2 | 0 |  |  | 0 | -5.1328
7487.75 | 0 |  |  | 0 | -5.1328
13235.1 | 0 |  |  | 0 | -5.1328
14826.4 | 0 |  |  | 0 | -5.1328
24790.7 | 0 |  |  | 0 | -5.1328
30977.4 | 0.15478 |  |  | 0 | -5.1328
15288.1 | 0.29854 |  |  | 0 | 648.166
4797.64 | 0.72098 |  |  | 0 | 3459.73
4107.44 | 1.2117 |  |  | 0 | 7232.86
4786.04 | 1.6879 |  |  | 1934.52 | 10225.1
16369 | 2.6271 |  |  | 567.112 | 12382.1
19626.7 | 1.6713 |  |  | 2340.18 | 13753.9
23448.4 | 3.5887 |  |  | 2777.27 | 14272.4
29209.2 | 4.0614 |  |  | 5013.08 | 13803.9
31016.5 | 2.7712 |  |  | 0 | 12564.8
33198 | 2.6306 |  |  | 4553.58 | 10216.2
32450.4 | 2.2464 |  |  | 21581.6 | 7075.83
32642.9 | 1.281 |  |  | 13560.9 | 3491.25
14774.8 | 0.39009 |  |  | 8590.81 | 752.043
15454.8 | 0.076524 |  |  | 2805.3 | 12.5208
37309 | 0 |  |  | 10310.3 | -5.1328
33242.2 | 0 |  |  | 6525.08 | -5.1328
27078.5 | 0 |  |  | 6083.2 | -5.1328
33063.4 | 0 |  |  | 2862.45 | -5.1328
23491.8 | 0 |  |  | 3762.55 | -5.1328
33992.7 | 0 |  |  | 3985.11 | -5.1328
30553.4 | 0 |  |  | 6279.03 | -5.1328
33869.6 | 0 |  |  | 10748.4 | -5.1328
29861.3 | 0 |  |  | 1957.45 | -5.1328
21535.8 | 0.023904 |  |  | 5006.05 | -5.1328
21975.8 | 0.039128 |  |  | 11095.8 | 761.642
22350.2 | 0.23824 |  |  | 2358.74 | 3392.27
23413.2 | 0.55654 |  |  | 506.932 | 7083.26
15134.5 | 0.98417 |  |  | 4402.76 | 10241.8
15800 | 0.95472 |  |  | 11705 | 12358.6
24447.6 | 0.97367 |  |  | 23614.9 | 13422.4
28278 | 2.8466 |  |  | 37986.3 | 13681.3
36836.7 | 1.5421 |  |  | 28821.6 | 13194.2
33656.7 | 1.3756 |  |  | 37520.9 | 11802.1
22659.5 | 0.9306 |  |  | 19740.2 | 9515.74
20436.5 | 1.5372 |  |  | 15451.7 | 6464.35
33712.4 | 0.83066 |  |  | 12114.5 | 3410.5
22632.5 | 0.40205 |  |  | 4699.17 | 673.227
8611.31 | 0.069204 |  |  | 8466.93 | -5.1328
31005.2 | 0 |  |  | 2873 | -5.1328
23321.7 | 0 |  |  | 0 | -5.1328
13629 | 0 |  |  | 0 | -5.1328
11763.6 | 0 |  |  | 0 | -5.1328
24715.4 | 0 |  |  | 0 | -5.1328
22540.5 | 0 |  |  | 0 | -5.1328
9644.79 | 0 |  |  | 0 | -5.1328
8927.93 | 0 |  |  | 0 | -5.1328
13256.6 | 0 |  |  | 0 | -5.1328
14617.6 | 0.16619 |  |  | 0 | -5.1328
10507.7 | 0.67521 |  |  | 0 | 195.009
9558.68 | 1.6216 |  |  | 0 | 2861.95
11129.8 | 2.5315 |  |  | 0 | 6456.15
6048.29 | 3.267 |  |  | 0 | 6278.22
6644.48 | 3.7884 |  |  | 0 | 11791
8860.88 | 3.5835 |  |  | 93.9451 | 12854.5
14608 | 3.4075 |  |  | 0 | 13421
14552.2 | 3.3767 |  |  | 734.34 | 13021.3
11779.4 | 3.5958 |  |  | 7053.59 | 11751.4
20293.6 | 2.5942 |  |  | 3419.08 | 9566.44
16604.6 | 2.1942 |  |  | 2848.65 | 6629.43
19472.9 | 1.2529 |  |  | 2077.71 | 3386.37
11061 | 0.39957 |  |  | 3356.7 | 794.539
10827.5 | 0.084335 |  |  | 3216.93 | -5.1328
13974.8 | 0 |  |  | 2317.4 | -5.1328
12396.5 | 0 |  |  | 0 | -5.1328
8792.15 | 0 |  |  | 0 | -5.1328
394.465 | 0 |  |  | 0 | -5.1328
0 | 0 |  |  | 0 | -5.1328
0 | 0 |  |  | 0 | -5.1328
0 | 0 |  |  | 0 | -5.1328
0 | 0 |  |  | 0 | -5.1328
0 | 0 |  |  | 0 | -5.1328
0 | 0.038124 |  |  | 0 | -5.1328
0 | 0.65808 |  |  | 0 | 750.688
0 | 1.1333 |  |  | 0 | 3341.99
0 | 1.8709 |  |  | 0 | 6544.1
0 | 2.4404 |  |  | 0 | 9413.28
277.929 | 1.9123 |  |  | 0 | 11701.7
1330.45 | 3.9982 |  |  | 0 | 13376.3
1126.77 | 1.8643 |  |  | 0 | 13881
1761.49 | 3.4401 |  |  | 0 | 13465.2
1373.66 | 2.3846 |  |  | 0 | 11873.3
591.854 | 2.3946 |  |  | 0 | 9661.54
1044.83 | 2.1531 |  |  | 0 | 5231.72
10696 | 1.1886 |  |  | 23667.3 | 3529.22
0 | 0.43571 |  |  | 3512.34 | 656.116
0 | 0.086491 |  |  | 0 | 7.4102
0 | 0 |  |  | 4124.3 | -5.1328
0 | 0 |  |  | 1911.55 | -5.1328
602.361 | 0 |  |  | 0 | -5.1328
637.307 | 0 |  |  | 771.666 | -5.1328
664.93 | 0 |  |  | 5221.18 | -5.1328
154.215 | 0 |  |  | 1343.48 | -5.1328
891.162 | 0 |  |  | 2983.44 | -5.1328
491.682 | 0 |  |  | 841.609 | -5.1328
2511.47 | 0 |  |  | 0 | -5.1328
1203.93 | 0.16739 |  |  | 0 | -5.1328
1140.28 | 0.64644 |  |  | 0 | 681.619
263.986 | 1.325 |  |  | 0 | 3467.24
0 | 2.1854 |  |  | 0 | 7385.5
0 | 2.8853 |  |  | 0 | 10655.2
0 | 3.3925 |  |  | 2521.14 | 13038.9
7.7358 | 3.7073 |  |  | 4599.92 | 14539.3
1198.92 | 3.742 |  |  | 4290.42 | 15039
170.399 | 3.5745 |  |  | 5112.83 | 14629.4
25673.1 | 3.2333 |  |  | 4064.91 | 13083.3
0 | 2.7005 |  |  | 11192.2 | 10707.2
19052.1 | 1.9866 |  |  | 10336.6 | 7419.24
0 | 1.1682 |  |  | 12433 | 3521.16
3027.24 | 0.44226 |  |  | 14978.6 | 658.891
5438.58 | 0.092091 |  |  | 16753.8 | 20.149
13533 | 0 |  |  | 8512.27 | -5.1328
14210.3 | 0 |  |  | 13312.3 | -5.1328
13007.5 | 0 |  |  | 7137.71 | -5.1328
14286.7 | 0 |  |  | 3430.39 | -5.1328
22506.1 | 0 |  |  | 5699.08 | -5.1328
14599.1 | 0 |  |  | 1376.22 | -5.1328
2981.81 | 0 |  |  | 0 | -5.1328
0 | 0 |  |  | 4282.2 | -5.1328
959.918 | 0 |  |  | 2684.52 | -5.1328
833.851 | 0.1523 |  |  | 1395.53 | -5.1328
1470.23 | 0.65844 |  |  | 0 | 582.554
0 | 1.4344 |  |  | 424.582 | 3328.89
0 | 2.2408 |  |  | 3158.96 | 7166.18
0 | 2.9368 |  |  | 6703.96 | 10376.5
0 | 3.4373 |  |  | 9024.72 | 12638.4
0 | 3.7083 |  |  | 12356.8 | 13829.5
0 | 3.6428 |  |  | 12883.5 | 14186.4
0 | 3.4951 |  |  | 4621.57 | 13754.3
0 | 3.1461 |  |  | 18139.6 | 12514.4
0 | 2.5672 |  |  | 34827.6 | 10224.7
0 | 1.8935 |  |  | 552.348 | 7100.4
0 | 1.1251 |  |  | 1881.81 | 3391.38
0 | 0.44769 |  |  | 3825.26 | 653.746
0 | 0.07813 |  |  | 4352.28 | 7.5084
0 | 0 |  |  | 11933.5 | -5.1328
22024.6 | 0 |  |  | 5538.12 | -5.1328
16966.2 | 0 |  |  | 1825.52 | -5.1328
14789.7 | 0 |  |  | 7676.09 | -5.1328
13134.2 | 0 |  |  | 8599.43 | -5.1328
12724.2 | 0 |  |  | 20579.3 | -5.1328
5308.65 | 0 |  |  | 13360.3 | -5.1328
2865.88 | 0 |  |  | 8791.9 | -5.1328
980.309 | 0 |  |  | 3860.9 | -5.1328
1798.09 | 0.15861 |  |  | 692.601 | -5.1328
172.073 | 0.61512 |  |  | 5810.62 | 651.441
0 | 1.3044 |  |  | 1590.33 | 3222.47
0 | 2.0285 |  |  | 0 | 6869.85
0 | 2.6484 |  |  | 382.621 | 10117.6
0 | 3.1321 |  |  | 0 | 12384.8
0 | 3.42 |  |  | 0 | 13950.9
0 | 3.1518 |  |  | 1167.94 | 14484.5
0 | 3.18 |  |  | 4413.91 | 14061.4
2178.51 | 2.7967 |  |  | 8490.94 | 12700.7
1058.96 | 2.3437 |  |  | 12460.5 | 10407.7
0 | 1.4364 |  |  | 0 | 7235.87
1059.98 | 0.98836 |  |  | 4598.71 | 3475.87
4739.76 | 0.38398 |  |  | 5563.38 | 699.93
2163.2 | 0.052676 |  |  | 3907.33 | 7.531
13738 | 0 |  |  | 3318.62 | -5.1328
22487.2 | 0 |  |  | 2689.09 | -5.1328
16366.5 | 0 |  |  | 851.843 | -5.1328
17855.3 | 0 |  |  | 525.042 | -5.1328
14800 | 0 |  |  | 4574.6 | -5.1328
16636.4 | 0 |  |  | 6632.77 | -5.1328
14808 | 0 |  |  | 4631.25 | -5.1328
22572.9 | 0 |  |  | 1792.44 | -5.1328
18611.1 | 0 |  |  | 1882.85 | -5.1328
19418 | 0.13891 |  |  | 3864.64 | -5.1328
12759.2 | 0.61825 |  |  | 2939.95 | 629.19
3231.12 | 1.3306 |  |  | 4062.59 | 3276.25
1429.45 | 2.045 |  |  | 7028.62 | 7036.77
2110.43 | 2.6211 |  |  | 4083.06 | 10268.1
6659.7 | 3.1068 |  |  | 6096.82 | 12567.2
13665.8 | 3.3976 |  |  | 6141.67 | 14025.6
15225.9 | 3.4266 |  |  | 4601.56 | 14583.9
20162 | 3.2752 |  |  | 6483.97 | 14193.8
29353.3 | 2.8909 |  |  | 10249.6 | 12906.1
34381.3 | 2.3663 |  |  | 6681.39 | 10577.7
32316 | 1.7111 |  |  | 20080.8 | 7385.32
27736.9 | 1.001 |  |  | 38374.8 | 3522.22
26002.6 | 0.3902 |  |  | 0 | 638.291
35857.2 | 0.052339 |  |  | 9125.34 | 7.5199
39143 | 0 |  |  | 0 | -5.1328
39303 | 0 |  |  | 1814.69 | -5.1328
39231.5 | 0 |  |  | 3881.85 | -5.1328
39093.8 | 0 |  |  | 0 | -5.1328
39085.2 | 0 |  |  | 885.728 | -5.1328
39396.8 | 0 |  |  | 0 | -5.1328
38823 | 0 |  |  | 0 | -5.1328
37140.4 | 0 |  |  | 1123.35 | -5.1328
37337.6 | 0 |  |  | 900.054 | -5.1328
36988.2 | 0.069461 |  |  | 2535.11 | -5.1328
35245.9 | 0.57758 |  |  | 1620.73 | 768.294
27709.7 | 1.3455 |  |  | 0 | 3304.76
23848.6 | 1.8962 |  |  | 3526.25 | 6925.65
37965.9 | 2.6649 |  |  | 5157.86 | 10150.5
31853.6 | 3.1453 |  |  | 8932.83 | 12520.9
32437.5 | 3.2113 |  |  | 8768.96 | 14036.2
23338.3 | 3.5646 |  |  | 7489.28 | 14595.1
21951.1 | 3.0279 |  |  | 20577.3 | 14188.6
24662.4 | 3.0064 |  |  | 18957.4 | 12786.5
30554.3 | 1.5784 |  |  | 13452.8 | 10548.6
29629.6 | 1.7502 |  |  | 11277.6 | 7356.95
30881.7 | 0.76915 |  |  | 8171.14 | 3522.23
16695.2 | 0.40436 |  |  | 2570.66 | 687.439
18665.4 | 0.092577 |  |  | 5622.58 | -5.1328
34627.1 | 0 |  |  | 20184 | -5.1328
34202 | 0 |  |  | 4560.99 | -5.1328
35142.2 | 0 |  |  | 1653.95 | -5.1328
14168 | 0 |  |  | 7575.29 | -5.1328
30593.8 | 0 |  |  | 1786.03 | -5.1328
35054.4 | 0 |  |  | 0 | -5.1328
31846.6 | 0 |  |  | 0 | -5.1328
34535.5 | 0 |  |  | 0 | -5.1328
28088.2 | 0 |  |  | 0 | -5.1328
24315.6 | 0.077914 |  |  | 0 | -5.1328
24007.2 | 0.080321 |  |  | 0 | 671.975
11042 | 0.90417 |  |  | 0 | 3240.6
6333.55 | 1.1775 |  |  | 56.8006 | 6751.36
1084.64 | 0.98615 |  |  | 0 | 9837.88
0 | 1.7294 |  |  | 0 | 12034.8
2779.08 | 2.5636 |  |  | 1015.44 | 13365.8
12446.3 | 3.44 |  |  | 3367.74 | 13782.7
8635.17 | 3.7511 |  |  | 4668.64 | 13496.9
14706 | 2.8054 |  |  | 4614.69 | 12395
19990.9 | 1.5904 |  |  | 14558.2 | 10254.2
9542.55 | 1.042 |  |  | 13117.7 | 7203.35
24048.4 | 0.5065 |  |  | 14316.9 | 3463.37
26548.2 | 0.38339 |  |  | 8188.93 | 768.781
1886.44 | 0.079689 |  |  | 13670.9 | -5.1328
21190.2 | 0 |  |  | 20174.4 | -5.1328
19782.3 | 0 |  |  | 24880.2 | -5.1328
8240.31 | 0 |  |  | 8573.65 | -5.1328
5775.21 | 0 |  |  | 146.884 | -5.1328
4223.53 | 0 |  |  | 0 | -5.1328
3088.01 | 0 |  |  | 0 | -5.1328
2267.13 | 0 |  |  | 0 | -5.1328
2128.33 | 0 |  |  | 0 | -5.1328
8548.54 | 0 |  |  | 0 | -5.1328
5528.25 | 0.10287 |  |  | 0 | -5.1328
4272.93 | 0.62776 |  |  | 0 | 765.791
0 | 1.5882 |  |  | 0 | 3211.64
0 | 2.508 |  |  | 0 | 6763.17
0 | 2.1348 |  |  | 54.0197 | 9880.76
0 | 3.7337 |  |  | 2390.59 | 12131.9
0 | 2.6831 |  |  | 2373.99 | 13409.9
0 | 3.9937 |  |  | 2032.74 | 13510.6
0 | 3.8253 |  |  | 5741.25 | 13194.8
0 | 3.5123 |  |  | 10918 | 12007.3
0 | 2.937 |  |  | 14675.4 | 9923.21
0 | 2.1719 |  |  | 638.709 | 6474.21
0 | 1.2497 |  |  | 0 | 3295.38
0 | 0.40596 |  |  | 0 | 937.816
0 | 0.075413 |  |  | 3810.81 | -5.1328
0 | 0 |  |  | 1781.52 | -5.1328
16335.4 | 0 |  |  | 0 | -5.1328
9298.69 | 0 |  |  | 0 | -5.1328
4363.93 | 0 |  |  | 0 | -5.1328
1958.44 | 0 |  |  | 0 | -5.1328
1778.59 | 0 |  |  | 0 | -5.1328
0 | 0 |  |  | 0 | -5.1328
0 | 0 |  |  | 0 | -5.1328
0 | 0 |  |  | 0 | -5.1328
0 | 0.12448 |  |  | 0 | -5.1328
0 | 0.62104 |  |  | 0 | 688.12
0 | 1.4424 |  |  | 0 | 3172.57
0 | 1.9852 |  |  | 0 | 6763.07
0 | 2.2083 |  |  | 980.717 | 6850.84
0 | 2.3226 |  |  | 1380.86 | 12206.9
0 | 2.5522 |  |  | 1.1125 | 13457.9
0 | 1.8972 |  |  | 0 | 13896.2
0 | 1.1621 |  |  | 782.647 | 13520.6
0 | 2.6834 |  |  | 1905.73 | 12178.5
0 | 1.5287 |  |  | 4024.74 | 9256.2
0 | 0.69157 |  |  | 5922.96 | 5624.77
0 | 0.34225 |  |  | 5957.7 | 2855.6
0 | 0.39136 |  |  | 7072.44 | 956.646
812.725 | 0.086982 |  |  | 7317.99 | -5.1328
8124.12 | 0 |  |  | 2676.71 | -5.1328
16242.1 | 0 |  |  | 0 | -5.1328
17634.8 | 0 |  |  | 0 | -5.1328
24049.5 | 0 |  |  | 0 | -5.1328
20471.6 | 0 |  |  | 0 | -5.1328
17162 | 0 |  |  | 0 | -5.1328
5488.39 | 0 |  |  | 0 | -5.1328
12533 | 0 |  |  | 0 | -5.1328
0 | 0 |  |  | 0 | -5.1328
1429.08 | 0.11814 |  |  | 0 | -5.1328
2147.44 | 0.60098 |  |  | 0 | 748.98
1184.88 | 1.4793 |  |  | 0 | 3146.58
4318.65 | 2.3611 |  |  | 0 | 6627.07
6360.96 | 3.0842 |  |  | 0 | 9672.62
9393.14 | 3.6043 |  |  | 0 | 12039.2
11248.3 | 3.9314 |  |  | 0 | 13704.8
11989.5 | 3.9665 |  |  | 0 | 14116.5
10941.1 | 3.8086 |  |  | 0 | 13780.8
19280.3 | 3.4347 |  |  | 3039.76 | 12464.8
28283 | 2.8352 |  |  | 747.045 | 10176.5
32111.8 | 2.0702 |  |  | 0 | 7068.92
36781.8 | 1.1963 |  |  | 0 | 3471.63
30254.4 | 0.40996 |  |  | 851.807 | 727.408
32370.7 | 0.075827 |  |  | 5646.89 | -5.1328
28036.8 | 0 |  |  | 520.01 | -5.1328
28056.4 | 0 |  |  | 585.7 | -5.1328
22644.1 | 0 |  |  | 1847.11 | -5.1328
20728.9 | 0 |  |  | 1248.69 | -5.1328
24633.6 | 0 |  |  | 1191.41 | -5.1328
25960.9 | 0 |  |  | 3042.12 | -5.1328
22016.3 | 0 |  |  | 0 | -5.1328
19832.5 | 0 |  |  | 0 | -5.1328
17201.6 | 0 |  |  | 0 | -5.1328
16982.1 | 0.11995 |  |  | 0 | -5.1328
7636.71 | 0.60155 |  |  | 0 | 651.365
4885.69 | 1.4833 |  |  | 0 | 3235.25
4709.15 | 2.3605 |  |  | 0 | 7026.72
6908.31 | 3.0818 |  |  | 0 | 10307.1
5889.09 | 3.5791 |  |  | 0 | 12467.4
6063.28 | 3.8663 |  |  | 1657.79 | 13825.9
7654.43 | 3.9609 |  |  | 986.159 | 14472.5
5771.13 | 3.7819 |  |  | 4907.12 | 14166.5
5902.26 | 3.4007 |  |  | 30311.2 | 12754.3
1987.3 | 2.7809 |  |  | 0 | 10429.6
4310.01 | 1.5292 |  |  | 0 | 7293.89
5854.68 | 1.1332 |  |  | 0 | 3504.82
3665.41 | 0.42635 |  |  | 2053.24 | 689.114
2181.31 | 0.076811 |  |  | 0 | -5.1328
1077.42 | 0 |  |  | 4960.58 | -5.1328
0 | 0 |  |  | 6038.69 | -5.1328
0 | 0 |  |  | 3515.17 | -5.1328
0 | 0 |  |  | 0 | -5.1328
0 | 0 |  |  | 0 | -5.1328
0 | 0 |  |  | 0 | -5.1328
0 | 0 |  |  | 1815.02 | -5.1328
0 | 0 |  |  | 0 | -5.1328
0 | 0 |  |  | 0 | -5.1328
122.506 | 0.10448 |  |  | 0 | -5.1328
998.866 | 0.53258 |  |  | 0 | 767.26
1097.22 | 1.1156 |  |  | 0 | 3005.79
0 | 1.9729 |  |  | 0 | 4449.85
2434.79 | 2.4091 |  |  | 0 | 7685.53
6187.51 | 2.8026 |  |  | 0 | 11264.7
5646.29 | 2.2816 |  |  | 0 | 10316.7
8412.41 | 2.1398 |  |  | 39286.3 | 8845.41
11132.1 | 2.4278 |  |  | 2054.86 | 13722.1
13251.7 | 1.9654 |  |  | 0 | 12492.8
13228.5 | 1.7225 |  |  | 0 | 10277
14232.7 | 1.088 |  |  | 0 | 6472.89
14511.6 | 0.9207 |  |  | 0 | 3287.02
27456.7 | 0.38027 |  |  | 2809.65 | 690.783
26689.9 | 0.084891 |  |  | 0 | -5.1328
31472.6 | 0 |  |  | 1817.14 | -5.1328
38011 | 0 |  |  | 581.626 | -5.1328
38383.2 | 0 |  |  | 0 | -5.1328
37622.6 | 0 |  |  | 0 | -5.1328
38246.1 | 0 |  |  | 0 | -5.1328
38166.1 | 0 |  |  | 0 | -5.1328
38406.1 | 0 |  |  | 0 | -5.1328
36578.7 | 0 |  |  | 1761.67 | -5.1328
37626.2 | 0 |  |  | 0 | -5.1328
38240.4 | 0.089849 |  |  | 0 | -5.1328
37650.9 | 0.48658 |  |  | 2023.81 | 674.802
31019.3 | 0.89883 |  |  | 928.055 | 3093.92
28314.7 | 0.94056 |  |  | 0 | 6602.5
29546.8 | 0.89425 |  |  | 0 | 9699.66
27276.1 | 1.1211 |  |  | 0 | 12024.7
34657.9 | 1.6473 |  |  | 0 | 13550.4
37327.1 | 2.9316 |  |  | 15158.9 | 14147.8
38765.2 | 2.5868 |  |  | 21165.6 | 13756.7
39114.7 | 2.423 |  |  | 19940.9 | 12451.8
39791.5 | 1.9152 |  |  | 1885.88 | 10240.9
39727.3 | 1.2305 |  |  | 9441.89 | 7112.89
40028.2 | 0.26496 |  |  | 1630.42 | 3461.34
35545.3 | 0.087605 |  |  | 0 | 745.182
38337.1 | 0.014191 |  |  | 810.811 | -5.1328
38296.7 | 0 |  |  | 0 | -5.1328
37208.6 | 0 |  |  | 0 | -5.1328
37511.7 | 0 |  |  | 0 | -5.1328
2021.69 | 0 |  |  | 0 | -5.1328
40053.4 | 0 |  |  | 0 | -5.1328
40053.4 | 0 |  |  | 0 | -5.1328
39470.5 | 0 |  |  | 0 | -5.1328
29667.8 | 0 |  |  | 0 | -5.1328
9428.09 | 0 |  |  | 0 | -5.1328
14261.6 | 0.061048 |  |  | 0 | -5.1328
11602.1 | 0.027228 |  |  | 0 | 639.645
7749.37 | 1.0063 |  |  | 0 | 3109.11
2202.14 | 2.2583 |  |  | 0 | 6657.53
1982.21 | 2.5649 |  |  | 0 | 9763.23
1328.74 | 2.1978 |  |  | 0 | 12173.5
1818.99 | 3.7819 |  |  | 477.324 | 13721.1
4790.61 | 3.8783 |  |  | 2613.03 | 14302
4487.65 | 3.7386 |  |  | 3846.01 | 13922.4
5468.56 | 3.3847 |  |  | 4802.93 | 12613.1
5099.08 | 0.56515 |  |  | 2061.34 | 10390.2
9658.84 | 0.5727 |  |  | 7776.86 | 7186.98
12642.4 | 0.5291 |  |  | 7067.53 | 3455.18
14663.5 | 0.30262 |  |  | 0 | 737.383
11347.3 | 0.060878 |  |  | 7896.6 | -5.1328
17517.7 | 0 |  |  | 4369.66 | -5.1328
17833.3 | 0 |  |  | 5065.35 | -5.1328
28407 | 0 |  |  | 5340.71 | -5.1328
34027.8 | 0 |  |  | 8058.8 | -5.1328
30663 | 0 |  |  | 8049.29 | -5.1328
36927.9 | 0 |  |  | 8674.12 | -5.1328
33332 | 0 |  |  | 16054.5 | -5.1328
16091.1 | 0 |  |  | 21151 | -5.1328
878.509 | 0 |  |  | 24434.5 | -5.1328
7493.87 | 0.10357 |  |  | 7399.74 | -5.1328
1933.71 | 0.54978 |  |  | 8495.94 | 650.823
5965.34 | 1.3661 |  |  | 14350.9 | 3110.98
8047.32 | 0.96122 |  |  | 12480.1 | 6710.51
21786.5 | 1.2213 |  |  | 10090.1 | 9878.38
3183.65 | 2.6591 |  |  | 6250.18 | 12106.8
2048.87 | 2.2876 |  |  | 7607.06 | 13532.9
3309.81 | 3.0548 |  |  | 8421.04 | 14081.2
4405 | 3.5269 |  |  | 2191.93 | 13722.7
8670.46 | 3.1728 |  |  | 2542.33 | 12343.3
3132.69 | 2.5441 |  |  | 2960.45 | 10129.9
4008.05 | 1.1204 |  |  | 8515.15 | 6951.11
2366.73 | 0.77985 |  |  | 2068.22 | 3181.62
0 | 0.3409 |  |  | 1561.28 | 866.374
0 | 0.066109 |  |  | 2788.87 | -5.1328
0 | 0 |  |  | 2571.78 | -5.1328
0 | 0 |  |  | 3708.55 | -5.1328
0 | 0 |  |  | 1835.88 | -5.1328
0 | 0 |  |  | 0 | -5.1328
1219.79 | 0 |  |  | 0 | -5.1328
2837.14 | 0 |  |  | 0 | -5.1328
3270.99 | 0 |  |  | 0 | -5.1328
7555.88 | 0 |  |  | 0 | -5.1328
1539.06 | 0 |  |  | 0 | -5.1328
1908.17 | 0.12035 |  |  | 0 | -5.1328
3259.85 | 0.18589 |  |  | 0 | 738.226
1420.31 | 0.37951 |  |  | 0 | 2940.48
2202.8 | 2.2591 |  |  | 0 | 6591.93
0 | 2.9825 |  |  | 0 | 9690.03
1597.24 | 3.4727 |  |  | 0 | 11890.6
3869.96 | 3.7528 |  |  | 0 | 13199.1
3484.07 | 3.7965 |  |  | 0 | 13685.7
5370.05 | 2.9848 |  |  | 0 | 13330.7
5147.94 | 2.7457 |  |  | 0 | 12086.2
5290.09 | 2.0839 |  |  | 0 | 9961.97
6257.7 | 0.23308 |  |  | 0 | 6936.76
8664.07 | 0.26705 |  |  | 0 | 2894.47
7678.25 | 0.062375 |  |  | 0 | 926.007
10560.8 | 0.0080573 |  |  | 1966.37 | -5.1328
22973.3 | 0 |  |  | 913.224 | -5.1328
28041.6 | 0 |  |  | 0 | -5.1328
34186.5 | 0 |  |  | 0 | -5.1328
31889.7 | 0 |  |  | 0 | -5.1328
35694.3 | 0 |  |  | 0 | -5.1328
32803.5 | 0 |  |  | 0 | -5.1328
25157.5 | 0 |  |  | 0 | -5.1328
30692.3 | 0 |  |  | 0 | -5.1328
25325.2 | 0 |  |  | 0 | -5.1328
27107.3 | 0.064433 |  |  | 0 | -5.1328
17048.2 | 0.18443 |  |  | 0 | 438.325
6014.71 | 0.85169 |  |  | 0 | 1314.34
7585.23 | 1.0113 |  |  | 0 | 4937.75
11315.8 | 0.50611 |  |  | 1154.13 | 9546.66
15629.4 | 1.3982 |  |  | 2895.8 | 11756.2
17973.2 | 1.4502 |  |  | 833.845 | 13224.2
19261.9 | 3.8038 |  |  | 0 | 13817.5
20466.6 | 1.7378 |  |  | 0 | 13640.3
20201.3 | 1.8533 |  |  | 36728.6 | 12315.2
17278 | 1.026 |  |  | 4182.02 | 10136.1
11702.7 | 1.4681 |  |  | 766.019 | 7059.19
14185.3 | 1.1434 |  |  | 0 | 3496.36
12966.8 | 0.36629 |  |  | 0 | 742.651
16387.4 | 0.069601 |  |  | 0 | -5.1328
28203.3 | 0 |  |  | 1358.07 | -5.1328
19486.2 | 0 |  |  | 322.518 | -5.1328
18693.8 | 0 |  |  | 0 | -5.1328
20405.3 | 0 |  |  | 807.847 | -5.1328
29289.2 | 0 |  |  | 6819.3 | -5.1328
23500.8 | 0 |  |  | 1549.57 | -5.1328
26595.1 | 0 |  |  | 0 | -5.1328
18399 | 0 |  |  | 0 | -5.1328
21436.4 | 0 |  |  | 0 | -5.1328
19258.5 | 0.099159 |  |  | 3265.69 | -5.1328
12592.7 | 0.33434 |  |  | 0 | 590.956
2341.11 | 0.49924 |  |  | 0 | 1837.22
1964.96 | 1.5644 |  |  | 0 | 908.613
3346.55 | 3.0387 |  |  | 0 | 5908.07
3392.17 | 3.5523 |  |  | 0 | 9798.21
4359.54 | 3.8341 |  |  | 0 | 11400.9
4466.27 | 3.8839 |  |  | 0 | 13193.2
4939.19 | 3.7186 |  |  | 31542.3 | 14192.1
6190.79 | 3.3534 |  |  | 10876.8 | 12679.8
9870.54 | 2.7775 |  |  | 5669.23 | 10429.5
11519 | 2.0252 |  |  | 0 | 7249.99
0 | 1.1293 |  |  | 0 | 3183.34
1773.21 | 0.35012 |  |  | 5465 | 902.951
4602.66 | 0.063033 |  |  | 2936.11 | -5.1328
14722.5 | 0 |  |  | 627.469 | -5.1328
11627.7 | 0 |  |  | 3167.68 | -5.1328
22218 | 0 |  |  | 1122.07 | -5.1328
19483.6 | 0 |  |  | 64.7638 | -5.1328
12984.8 | 0 |  |  | 4014.4 | -5.1328
25911.3 | 0 |  |  | 2602.13 | -5.1328
29224 | 0 |  |  | 2647.57 | -5.1328
33534.8 | 0 |  |  | 942.395 | -5.1328
33886.5 | 0 |  |  | 453.279 | -5.1328
27993.4 | 0.060567 |  |  | 1764.98 | -5.1328
23155.4 | 0.53187 |  |  | 1194.9 | 668.653
24192.3 | 1.3995 |  |  | 0 | 3078.56
10412.5 | 2.3281 |  |  | 0 | 6674.2
19709.5 | 3.1189 |  |  | 0 | 9867.1
28013.2 | 3.7048 |  |  | 0 | 12267.6
31309.4 | 4.0377 |  |  | 0 | 13841.6
33184.1 | 4.1128 |  |  | 0 | 14366.6
34762.6 | 3.9691 |  |  | 0 | 13777.4
36296.7 | 3.5942 |  |  | 0 | 12200.2
38038.3 | 2.9937 |  |  | 1645.15 | 9937.88
36878.3 | 1.5551 |  |  | 354.674 | 175.907
22814.8 | 1.2262 |  |  | 683.107 | 140.078
23872.6 | 0.35279 |  |  | 0 | -5.1328
12848.2 | 0.052619 |  |  | 3364.26 | -5.1328
1186.16 | 0 |  |  | 2363.65 | -5.1328
6157.68 | 0 |  |  | 1109.96 | -5.1328
5605.36 | 0 |  |  | 0 | -5.1328
15613.6 | 0 |  |  | 0 | -5.1328
33547.2 | 0 |  |  | 0 | -5.1328
25357.9 | 0 |  |  | 0 | -5.1328
18349.6 | 0 |  |  | 0 | -5.1328
25503 | 0 |  |  | 0 | -5.1328
19421.9 | 0 |  |  | 0 | -5.1328
26022.5 | 0.093236 |  |  | 0 | -5.1328
14330.8 | 0.53194 |  |  | 0 | 733.716
13097.3 | 1.4437 |  |  | 0 | 3126.25
16393.9 | 2.3517 |  |  | 0 | 6706.48
7186.73 | 3.0997 |  |  | 0 | 9940.72
5074.77 | 3.6417 |  |  | 0 | 12201.8
2467.64 | 3.9662 |  |  | 0 | 13677.3
8044.22 | 4.0894 |  |  | 0 | 14038.5
8808.39 | 3.9278 |  |  | 521.598 | 11325.1
11366.4 | 3.5364 |  |  | 4558.03 | 10770.7
8897.85 | 2.9297 |  |  | 11064.1 | 9167.26
4813.54 | 2.1304 |  |  | 3842.39 | 5617.61
9426.21 | 1.197 |  |  | 0 | 2540.22
2483.75 | 0.3456 |  |  | 0 | 906.831
9206.56 | 0.047685 |  |  | 0 | -5.1328
5557.97 | 0 |  |  | 0 | -5.1328
7370.58 | 0 |  |  | 0 | -5.1328
1823.71 | 0 |  |  | 0 | -5.1328
0 | 0 |  |  | 0 | -5.1328
1160.37 | 0 |  |  | 0 | -5.1328
5687.28 | 0 |  |  | 0 | -5.1328
13119.9 | 0 |  |  | 0 | -5.1328
11890.3 | 0 |  |  | 0 | -5.1328
13109.8 | 0 |  |  | 0 | -5.1328
14613.1 | 0.075672 |  |  | 0 | -5.1328
2841.08 | 0.52847 |  |  | 0 | 758.876
0 | 1.4749 |  |  | 0 | 2440.84
371.715 | 2.4267 |  |  | 0 | 5090.43
0 | 3.2125 |  |  | 381.053 | 5426.93
0 | 3.7875 |  |  | 1178.86 | 3765.32
0 | 2.8442 |  |  | 1830.96 | 12848.3
0 | 4.1921 |  |  | 2541.25 | 13049.5
0 | 2.6263 |  |  | 3416.13 | 12888.8
0 | 3.6433 |  |  | 13821.7 | 12029.2
0 | 3.0132 |  |  | 17758.5 | 9988.55
0 | 2.1913 |  |  | 7325.89 | 7033.94
0 | 1.2296 |  |  | 0 | 3483.89
844.572 | 0.35173 |  |  | 903.274 | 754.596
467.564 | 0.044208 |  |  | 2032.6 | -5.1328
4724.23 | 0 |  |  | 0 | -5.1328
8282.8 | 0 |  |  | 0 | -5.1328
15809.4 | 0 |  |  | 0 | -5.1328
22579.7 | 0 |  |  | 0 | -5.1328
24671.8 | 0 |  |  | 0 | -5.1328
22099.3 | 0 |  |  | 0 | -5.1328
11580.6 | 0 |  |  | 0 | -5.1328
2504.36 | 0 |  |  | 0 | -5.1328
25377.1 | 0 |  |  | 0 | -5.1328
16366.7 | 0.079773 |  |  | 0 | -5.1328
5597.48 | 0.5218 |  |  | 0 | 691.365
0 | 1.4502 |  |  | 0 | 3092.02
0 | 2.3692 |  |  | 0 | 5816.3
0 | 3.122 |  |  | 0 | 10009.6
65.5412 | 2.9169 |  |  | 382.05 | 12463.3
0 | 3.5738 |  |  | 624.667 | 14034.4
0 | 3.3115 |  |  | 0 | 14581.1
473.927 | 2.3695 |  |  | 0 | 14139.5
0 | 3.5198 |  |  | 0 | 12696.9
1216.45 | 2.6357 |  |  | 0 | 10352.7
2025.9 | 2.0927 |  |  | 0 | 7143.54
3296.09 | 1.1879 |  |  | 0 | 3488.8
4620.53 | 0.3327 |  |  | 0 | 704.148
7877.24 | 0.042403 |  |  | 0 | -5.1328
16332.3 | 0 |  |  | 0 | -5.1328
34100.5 | 0 |  |  | 0 | -5.1328
30441.1 | 0 |  |  | 0 | -5.1328
24719.3 | 0 |  |  | 0 | -5.1328
8441.41 | 0 |  |  | 0 | -5.1328
19930.4 | 0 |  |  | 0 | -5.1328
25458.5 | 0 |  |  | 0 | -5.1328
17146.4 | 0 |  |  | 0 | -5.1328
12563.3 | 0 |  |  | 0 | -5.1328
32441.2 | 0.073721 |  |  | 0 | -5.1328
30746.8 | 0.37979 |  |  | 0 | 616.442
982.589 | 1.0982 |  |  | 0 | 2246.88
0 | 1.9426 |  |  | 0 | 5477.36
13617.4 | 1.9924 |  |  | 0 | 6492.04
8036.73 | 2.043 |  |  | 0 | 12387.6
10990.8 | 3.3836 |  |  | 237.263 | 13814.2
16357.8 | 3.1011 |  |  | 0 | 14348.3
19859.9 | 3.7452 |  |  | 0 | 13915.5
14417 | 3.372 |  |  | 3127.07 | 12608.5
13529.2 | 2.7885 |  |  | 0 | 10203.8
15293.6 | 2.0284 |  |  | 4362.64 | 6713.4
18413.8 | 1.1359 |  |  | 0 | 2474.51
23361.8 | 0.33977 |  |  | 0 | 871.498
24578.6 | 0.042312 |  |  | 4506.67 | -5.1328
33599.4 | 0 |  |  | 0 | -5.1328
15551.3 | 0 |  |  | 0 | -5.1328
17417 | 0 |  |  | 0 | -5.1328
5666.33 | 0 |  |  | 0 | -5.1328
9912.8 | 0 |  |  | 0 | -5.1328
8562.62 | 0 |  |  | 0 | -5.1328
8915.36 | 0 |  |  | 0 | -5.1328
9267.8 | 0 |  |  | 1676.65 | -5.1328
8709.34 | 0 |  |  | 1299.41 | -5.1328
7087.5 | 0.078821 |  |  | 5323.1 | -5.1328
9524.46 | 0.49052 |  |  | 13253 | 656.155
990.609 | 1.3803 |  |  | 17258.1 | 2885.74
2775.42 | 2.2872 |  |  | 13841.5 | 3868.34
2076.88 | 3.0206 |  |  | 9771.76 | 9864.82
1232.97 | 3.5613 |  |  | 6193.2 | 12148.1
2378.74 | 3.8921 |  |  | 6620.69 | 13597.1
1512.03 | 3.9829 |  |  | 9225.97 | 14005.4
1370.44 | 3.8251 |  |  | 8189.59 | 13787.4
0 | 3.4528 |  |  | 7450.56 | 12463.1
0 | 2.8584 |  |  | 9738.12 | 10289.2
0 | 2.0736 |  |  | 10951.8 | 7166.01
0 | 1.1471 |  |  | 16867.4 | 3510.39
0 | 0.32299 |  |  | 29497.4 | 705.747
0 | 0.039763 |  |  | 22768.4 | -5.1328
1089.31 | 0 |  |  | 1600.02 | -5.1328
2962.31 | 0 |  |  | 0 | -5.1328
725.617 | 0 |  |  | 0 | -5.1328
97.5688 | 0 |  |  | 737.661 | -5.1328
0 | 0 |  |  | 242.53 | -5.1328
0 | 0 |  |  | 0 | -5.1328
0 | 0 |  |  | 724.509 | -5.1328
0 | 0 |  |  | 5032.07 | -5.1328
0 | 0 |  |  | 4018.08 | -5.1328
0 | 0.086347 |  |  | 3969.59 | -5.1328
399.262 | 0.40147 |  |  | 6568.09 | 730.637
0 | 0.9432 |  |  | 742.118 | 2884.41
111.252 | 1.4858 |  |  | 0 | 2739.17
0 | 2.9461 |  |  | 141.601 | 298.009
0 | 1.2132 |  |  | 399.718 | 517.451
0 | 0.8829 |  |  | 719.917 | 7316
0 | 2.0652 |  |  | 1673.27 | 10142.9
0 | 1.9635 |  |  | 673.014 | 13388.7
0 | 2.392 |  |  | 0 | 8598.83
212.543 | 2.8583 |  |  | 749.72 | 7981.69
1138.88 | 2.0752 |  |  | 0 | 6434.01
835.048 | 1.1579 |  |  | 0 | 3569.96
2287.47 | 0.33523 |  |  | 15339.4 | 745.059
1636.1 | 0.040611 |  |  | 6321.1 | -5.1328
1716.75 | 0 |  |  | 5299.43 | -5.1328
0 | 0 |  |  | 0 | -5.1328
2202.93 | 0 |  |  | 0 | -5.1328
6517.45 | 0 |  |  | 0 | -5.1328
2960.87 | 0 |  |  | 0 | -5.1328
3498.04 | 0 |  |  | 0 | -5.1328
4693.04 | 0 |  |  | 0 | -5.1328
5167.09 | 0 |  |  | 0 | -5.1328
1000.7 | 0 |  |  | 0 | -5.1328
4741.79 | 0.071518 |  |  | 0 | -5.1328
3073.72 | 0.48194 |  |  | 0 | 570.721
1804.64 | 1.0928 |  |  | 0 | 3067.56
130.024 | 2.2806 |  |  | 0 | 6743.84
2006.66 | 2.5252 |  |  | 0 | 10025.8
3483.72 | 3.0289 |  |  | 0 | 8198.6
6962.74 | 3.2633 |  |  | 0 | 13073.3
5853.45 | 3.3603 |  |  | 0 | 14167.9
8214.31 | 3.1255 |  |  | 0 | 13789.7
5503.78 | 1.3573 |  |  | 0 | 12479.4
6330.12 | 2.3395 |  |  | 0 | 3986.18
9022.03 | 1.2879 |  |  | 0 | 7134.77
11305.7 | 1.097 |  |  | 3100.38 | 3468.82
13952.3 | 0.32693 |  |  | 0 | 684.18
1163.7 | 0.041073 |  |  | 5226.48 | -5.1328
4010.58 | 0 |  |  | 0 | -5.1328
16421.3 | 0 |  |  | 0 | -5.1328
3558.03 | 0 |  |  | 0 | -5.1328
2896.51 | 0 |  |  | 0 | -5.1328
17660.8 | 0 |  |  | 0 | -5.1328
11470.7 | 0 |  |  | 0 | -5.1328
12652.3 | 0 |  |  | 0 | -5.1328
23216.6 | 0 |  |  | 0 | -5.1328
24609.7 | 0 |  |  | 0 | -5.1328
19406 | 0.090182 |  |  | 0 | -5.1328
12023 | 0.42162 |  |  | 0 | 496.953
10581.4 | 0.83834 |  |  | 0 | 2877.34
15469.2 | 1.8924 |  |  | 0 | 6665.19
20421.8 | 2.2901 |  |  | 0 | 9826.07
31076.4 | 3.4609 |  |  | 0 | 12234
35353.6 | 3.7743 |  |  | 0 | 13878.2
33554.7 | 3.8648 |  |  | 0 | 14557.6
35518 | 3.7296 |  |  | 0 | 14267.3
38831.1 | 3.373 |  |  | 0 | 12931.3
35177.5 | 2.8131 |  |  | 0 | 10610.6
25400.5 | 2.0485 |  |  | 0 | 7388.75
15067.6 | 1.1321 |  |  | 3121.62 | 3460.49
9283.03 | 0.3068 |  |  | 1104.55 | 669.302
6938.77 | 0.033332 |  |  | 2637.76 | -5.1328
7983.63 | 0 |  |  | 901.827 | -5.1328
4217.25 | 0 |  |  | 0 | -5.1328
5417.71 | 0 |  |  | 0 | -5.1328
4108.57 | 0 |  |  | 0 | -5.1328
24008.6 | 0 |  |  | 0 | -5.1328
23750.3 | 0 |  |  | 0 | -5.1328
18290.6 | 0 |  |  | 0 | -5.1328
21048.5 | 0 |  |  | 0 | -5.1328
24856.9 | 0 |  |  | 0 | -5.1328
29508.9 | 0.072832 |  |  | 0 | -5.1328
19631 | 0.46859 |  |  | 0 | 478.212
14625.9 | 1.3108 |  |  | 0 | 2973.38
19027.6 | 2.191 |  |  | 0 | 6724.74
24111.4 | 2.9263 |  |  | 0 | 9938.52
27938.8 | 3.4538 |  |  | 13748.5 | 12259.6
36706 | 2.3104 |  |  | 11356.1 | 13694.9
31389.3 | 3.8503 |  |  | 15993.3 | 14257.7
24463.6 | 3.6952 |  |  | 30320.4 | 13908.5
36749.3 | 3.3555 |  |  | 6291.03 | 12553.7
37815.9 | 2.7597 |  |  | 3901.24 | 10354.6
39593.7 | 1.9864 |  |  | 4672.99 | 6296.51
34077 | 1.0962 |  |  | 8486.26 | 971.737
31863.9 | 0.32331 |  |  | 0 | 325.194
37549 | 0.035558 |  |  | 0 | -5.1328
31429.4 | 0 |  |  | 2673.12 | -5.1328
33339.4 | 0 |  |  | 0 | -5.1328
11533.4 | 0 |  |  | 0 | -5.1328
17362 | 0 |  |  | 0 | -5.1328
25906.1 | 0 |  |  | 0 | -5.1328
9083.52 | 0 |  |  | 0 | -5.1328
14227.2 | 0 |  |  | 0 | -5.1328
16810 | 0 |  |  | 0 | -5.1328
11703.3 | 0 |  |  | 0 | -5.1328
16773.8 | 0.033239 |  |  | 0 | -5.1328
5782.14 | 0.35809 |  |  | 0 | 667.422
1138.7 | 0.22418 |  |  | 0 | 2331.17
1186.59 | 1.5129 |  |  | 0 | 381.169
1316.09 | 2.0392 |  |  | 0 | 7311.23
747.233 | 1.9337 |  |  | 0 | 4409.53
2128.97 | 1.6243 |  |  | 0 | 13649.8
2499.24 | 1.2899 |  |  | 0 | 14708.4
1620.98 | 0.6941 |  |  | 0 | 14651.7
1813.76 | 1.2915 |  |  | 0 | 13414.6
0 | 1.3764 |  |  | 635.106 | 10891.7
0 | 2.0745 |  |  | 5354.34 | 7494.47
0 | 1.1548 |  |  | 8250.97 | 3576.52
0 | 0.30579 |  |  | 5627.76 | 688.078
0 | 0.031777 |  |  | 6926.95 | -5.1328
0 | 0 |  |  | 13144.3 | -5.1328
0 | 0 |  |  | 0 | -5.1328
0 | 0 |  |  | 0 | -5.1328
0 | 0 |  |  | 188.603 | -5.1328
0 | 0 |  |  | 3935.49 | -5.1328
158.879 | 0 |  |  | 1489.94 | -5.1328
1294.64 | 0 |  |  | 1395.5 | -5.1328
1360.45 | 0 |  |  | 148.068 | -5.1328
1440.75 | 0 |  |  | 1175.82 | -5.1328
1099.28 | 0.060306 |  |  | 5608.11 | -5.1328
632.855 | 0.46863 |  |  | 3930.62 | 605.867
0 | 0.82853 |  |  | 1821.83 | 2663.31
0 | 1.0266 |  |  | 2409.69 | 5422.96
811.628 | 3.1443 |  |  | 1397.59 | 7864.73
1536.33 | 3.7236 |  |  | 759.053 | 10810.5
1759.03 | 4.0609 |  |  | 162.095 | 13706.7
1407.21 | 4.1545 |  |  | 0 | 14222.3
1846.4 | 2.5398 |  |  | 210.275 | 4305.24
2137.15 | 3.5812 |  |  | 0 | 6613.52
3567.93 | 2.9429 |  |  | 1823.48 | 9725.68
2305.03 | 2.1199 |  |  | 1755.5 | 5079.69
6906.76 | 1.1545 |  |  | 3297.69 | 2451.56
4945.1 | 0.28522 |  |  | 4046.13 | 813.624
6604.13 | 0.031958 |  |  | 8868.79 | -5.1328
17481.5 | 0 |  |  | 7844.03 | -5.1328
14624.7 | 0 |  |  | 1262.09 | -5.1328
18524.6 | 0 |  |  | 4655.07 | -5.1328
26056.1 | 0 |  |  | 644.851 | -5.1328
26431.1 | 0 |  |  | 0 | -5.1328
11412.5 | 0 |  |  | 0 | -5.1328
8182.27 | 0 |  |  | 0 | -5.1328
7967.36 | 0 |  |  | 0 | -5.1328
5140.14 | 0 |  |  | 0 | -5.1328
8793.3 | 0.059843 |  |  | 0 | -5.1328
9334.03 | 0.45588 |  |  | 0 | 602.231
3858.43 | 1.3807 |  |  | 0 | 2003.21
2197.31 | 2.3163 |  |  | 0 | 4025.74
1376.99 | 3.0958 |  |  | 0 | 8433.46
2723.56 | 3.6609 |  |  | 0 | 10869.3
1440.46 | 3.9874 |  |  | 0 | 12570.1
46.2994 | 4.0748 |  |  | 0 | 10654.5
3830.71 | 3.9259 |  |  | 0 | 13539.4
639.711 | 3.5276 |  |  | 0 | 12201
1658.35 | 1.6925 |  |  | 0 | 10033.2
0 | 2.0833 |  |  | 0 | 6969.96
388.005 | 1.1306 |  |  | 0 | 1875.44
604.041 | 0.29031 |  |  | 0 | 674.009
1873.89 | 0.02976 |  |  | 1271.66 | -5.1328
15883.3 | 0 |  |  | 2210.16 | -5.1328
19443.6 | 0 |  |  | 0 | -5.1328
19528.9 | 0 |  |  | 0 | -5.1328
16227.6 | 0 |  |  | 0 | -5.1328
19231.8 | 0 |  |  | 0 | -5.1328
10660.4 | 0 |  |  | 0 | -5.1328
5597.05 | 0 |  |  | 0 | -5.1328
8503.27 | 0 |  |  | 0 | -5.1328
7726.06 | 0 |  |  | 8571 | -5.1328
5843.68 | 0.052517 |  |  | 11205 | -5.1328
6290.3 | 0.46236 |  |  | 0 | 569.401
912.926 | 1.4048 |  |  | 1549.82 | 2703.06
1792.79 | 2.3667 |  |  | 0 | 6662.3
3777.91 | 3.1575 |  |  | 0 | 8227.92
9916.39 | 3.7262 |  |  | 0 | 9691.12
12190 | 4.0529 |  |  | 0 | 13644.4
15791.8 | 4.1345 |  |  | 0 | 14170.5
19665.7 | 3.9591 |  |  | 231.093 | 13718.5
25595.9 | 3.551 |  |  | 0 | 12204.3
31622.9 | 2.919 |  |  | 0 | 9942.58
30245.6 | 2.1034 |  |  | 0 | 7013.03
9782.81 | 1.1337 |  |  | 4374.48 | 3429.75
22972.4 | 0.28247 |  |  | 0 | 792.71
7666.15 | 0.034045 |  |  | 589.561 | -5.1328
7970.79 | 0 |  |  | 0 | -5.1328
10839.5 | 0 |  |  | 1111.72 | -5.1328
11994.2 | 0 |  |  | 3312.15 | -5.1328
7942.79 | 0 |  |  | 3693.7 | -5.1328
5771.09 | 0 |  |  | 4205.59 | -5.1328
2330.16 | 0 |  |  | 0 | -5.1328
3633.42 | 0 |  |  | 0 | -5.1328
4074.65 | 0 |  |  | 57.6945 | -5.1328
5599.08 | 0 |  |  | 0 | -5.1328
5288.78 | 0.0076384 |  |  | 0 | -5.1328
10685.6 | 0.051981 |  |  | 0 | 548.734
628.814 | 0.077428 |  |  | 0 | 3070.17
0 | 0.16092 |  |  | 0 | 6808.28
0 | 0.18473 |  |  | 0 | 10112
182.853 | 0.33491 |  |  | 0 | 12528.4
610.075 | 0.69305 |  |  | 0 | 13981.2
1858.32 | 1.1019 |  |  | 2041.79 | 14485.2
3019.65 | 0.38306 |  |  | 3626.65 | 14030
1812.3 | 0.798 |  |  | 1007.2 | 12755.6
2031.38 | 0.28119 |  |  | 3644.47 | 10520.2
1624.76 | 0.068666 |  |  | 621.38 | 7400.67
2916.09 | 0.33393 |  |  | 0 | 1601.77
5272.05 | 0.26772 |  |  | 0 | 548.856
3515.36 | 0.026709 |  |  | 4246.39 | -5.1328
1452.66 | 0 |  |  | 15147.4 | -5.1328
0 | 0 |  |  | 9339.11 | -5.1328
1948.11 | 0 |  |  | 7596.26 | -5.1328
5781.2 | 0 |  |  | 3624.26 | -5.1328
4538.92 | 0 |  |  | 1053.79 | -5.1328
14319 | 0 |  |  | 0 | -5.1328
15355.8 | 0 |  |  | 0 | -5.1328
3203.57 | 0 |  |  | 0 | -5.1328
1730.97 | 0 |  |  | 0 | -5.1328
5046.3 | 0.0097976 |  |  | 0 | -5.1328
4067.62 | 0.0095757 |  |  | 0 | 496.833
1506.75 | 0.19988 |  |  | 0 | 930.068
775.149 | 0.52506 |  |  | 748.748 | 7053.21
0 | 2.0845 |  |  | 935.564 | 10356.1
167.375 | 2.918 |  |  | 0 | 12518.8
2586.49 | 3.1675 |  |  | 0 | 13614.4
1113.27 | 3.4716 |  |  | 769.115 | 14180.5
2029.3 | 3.056 |  |  | 506.257 | 14131.8
2110.9 | 3.4057 |  |  | 1842.81 | 12958.4
1744.11 | 2.8447 |  |  | 1803.44 | 10715.8
2935.58 | 2.0811 |  |  | 3040.44 | 7501.65
2365.87 | 1.1362 |  |  | 1830.89 | 3577.01
2193.45 | 0.27375 |  |  | 520.476 | 520.036
9667.1 | 0.029643 |  |  | 3288.43 | -5.1328
9262.08 | 0 |  |  | 2113.75 | -5.1328
2534.94 | 0 |  |  | 771.954 | -5.1328
1325.23 | 0 |  |  | 0 | -5.1328
1655.4 | 0 |  |  | 0 | -5.1328
0 | 0 |  |  | 0 | -5.1328
0 | 0 |  |  | 0 | -5.1328
0 | 0 |  |  | 0 | -5.1328
0 | 0 |  |  | 0 | -5.1328
1467.68 | 0 |  |  | 0 | -5.1328
301.7 | 0.045008 |  |  | 0 | -5.1328
2884.1 | 0.43878 |  |  | 0 | 435.537
52.5237 | 1.3811 |  |  | 0 | 3015.94
0 | 2.2993 |  |  | 0 | 6813.89
0 | 2.9814 |  |  | 0 | 10087
1540.78 | 3.4344 |  |  | 0 | 12561
2595.68 | 3.758 |  |  | 1422.69 | 14030.2
6211.19 | 3.8596 |  |  | 2463.25 | 13694.4
1952.21 | 3.7227 |  |  | 6093.96 | 12187.1
4687.23 | 3.355 |  |  | 7846.37 | 10678.7
6529.49 | 2.7647 |  |  | 13325 | 9425.85
2358.48 | 1.9774 |  |  | 8279.88 | 5672.73
1776.11 | 1.0589 |  |  | 17296.4 | 2893.61
2090.19 | 0.26065 |  |  | 10635.3 | 428.941
5409.12 | 0.026816 |  |  | 4019.03 | -5.1328
13197.6 | 0 |  |  | 0 | -5.1328
11096.8 | 0 |  |  | 1083.37 | -5.1328
15018.8 | 0 |  |  | 1159.84 | -5.1328
13808 | 0 |  |  | 15.0244 | -5.1328
9283.96 | 0 |  |  | 0 | -5.1328
3609.67 | 0 |  |  | 3257.28 | -5.1328
672.52 | 0 |  |  | 2442.86 | -5.1328
0 | 0 |  |  | 0 | -5.1328
0 | 0 |  |  | 0 | -5.1328
0 | 0.014005 |  |  | 0 | -5.1328
0 | 0.28839 |  |  | 448.981 | 268.559
0 | 0.68918 |  |  | 1824.38 | 1450.39
0 | 0.72728 |  |  | 8004.75 | 4298.94
0 | 2.1868 |  |  | 1997.69 | 1924.83
0 | 2.6565 |  |  | 8477.81 | 1290.14
0 | 3.2804 |  |  | 6432.62 | 2227.27
44.4135 | 3.8932 |  |  | 8526.73 | 8157.11
0 | 3.0143 |  |  | 8788.6 | 10530.2
0 | 1.5265 |  |  | 9610.32 | 13478.7
0 | 2.7416 |  |  | 10026.7 | 10977.9
0 | 1.9564 |  |  | 9607.08 | 7577.34
2776.83 | 1.041 |  |  | 6857.79 | 3537.83
3773.29 | 0.25891 |  |  | 5942.04 | 542.355
11755.7 | 0.024268 |  |  | 8412.06 | -5.1328
13705.6 | 0 |  |  | 3911.98 | -5.1328
15558.3 | 0 |  |  | 4662.12 | -5.1328
18185 | 0 |  |  | 8285.91 | -5.1328
17529.1 | 0 |  |  | 0 | -5.1328
10811.8 | 0 |  |  | 0 | -5.1328
7781.77 | 0 |  |  | 5919.12 | -5.1328
11260.6 | 0 |  |  | 289.667 | -5.1328
16834.7 | 0 |  |  | 4687.97 | -5.1328
7630.36 | 0 |  |  | 627.159 | -5.1328
4882.09 | 0.042332 |  |  | 0 | -5.1328
4650.94 | 0.41204 |  |  | 0 | 468.755
6302.75 | 1.0636 |  |  | 0 | 3068.56
1128.58 | 2.0969 |  |  | 0 | 6990.93
0 | 2.8205 |  |  | 0 | 10310.5
857.529 | 3.3395 |  |  | 0 | 12884
714.846 | 3.6468 |  |  | 0 | 14493.2
1424.82 | 3.7549 |  |  | 0 | 15142.1
330.873 | 3.6052 |  |  | 0 | 14849.9
1362.8 | 3.2562 |  |  | 0 | 13484.4
3431.22 | 2.2868 |  |  | 0 | 11124.9
4022.81 | 1.5275 |  |  | 964.373 | 7740.91
4261.85 | 0.9151 |  |  | 0 | 3646.56
2409.04 | 0.25773 |  |  | 630.618 | 507.422
10103.5 | 0.014144 |  |  | 2050.08 | -5.1328
13271.7 | 0 |  |  | 0 | -5.1328
11922.7 | 0 |  |  | 0 | -5.1328
8833.98 | 0 |  |  | 1473.64 | -5.1328
3072.21 | 0 |  |  | 0 | -5.1328
2635.92 | 0 |  |  | 0 | -5.1328
0 | 0 |  |  | 0 | -5.1328
0 | 0 |  |  | 0 | -5.1328
0 | 0 |  |  | 0 | -5.1328
0 | 0 |  |  | 722.051 | -5.1328
303.42 | 0.040232 |  |  | 0 | -5.1328
1870.22 | 0.39021 |  |  | 0 | 417.099
0 | 0.18913 |  |  | 0 | 3094.32
0 | 0.13076 |  |  | 0 | 7101.02
12.7985 | 0.24791 |  |  | 0 | 10367.1
1575.95 | 0.15445 |  |  | 0 | 12323.8
8751.09 | 0.36183 |  |  | 0 | 13423
5488.45 | 3.3195 |  |  | 0 | 14236.7
3589.08 | 2.4144 |  |  | 0 | 14055.3
6751.49 | 2.0614 |  |  | 0 | 12677
7622.97 | 0.8069 |  |  | 0 | 10499.6
2571.55 | 1.4024 |  |  | 2391.53 | 7344.61
9143.37 | 0.49944 |  |  | 4363.31 | 3460.69
0 | 0.25728 |  |  | 6366.93 | 532.969
0 | 0 |  |  | 8017.5 | -5.1328
0 | 0 |  |  | 7029.96 | -5.1328
3450.28 | 0 |  |  | 3007.58 | -5.1328
8154.56 | 0 |  |  | 3857.28 | -5.1328
15387.3 | 0 |  |  | 1634.87 | -5.1328
16586.6 | 0 |  |  | 0 | -5.1328
10963.7 | 0 |  |  | 4907.92 | -5.1328
15306.5 | 0 |  |  | 2699.59 | -5.1328
6246.25 | 0 |  |  | 599.815 | -5.1328
10325.8 | 0 |  |  | 0 | -5.1328
10876.9 | 0.004487 |  |  | 0 | -5.1328
4597.09 | 0.41818 |  |  | 0 | 446.477
273.798 | 1.2705 |  |  | 0 | 3015.56
613.803 | 2.1773 |  |  | 0 | 6944.43
0 | 2.0567 |  |  | 1868.72 | 10306
0 | 2.5349 |  |  | 2520.8 | 12387.6
0 | 2.6615 |  |  | 6832.26 | 13426
350.462 | 2.4833 |  |  | 24329.1 | 14277
243.705 | 2.2841 |  |  | 23252.4 | 14049.3
208.167 | 3.243 |  |  | 8890.1 | 12806.4
0 | 2.6842 |  |  | 11081.9 | 10528.9
0 | 1.1544 |  |  | 1996.01 | 6080.06
0 | 0.74337 |  |  | 4097.13 | 2819.16
0 | 0.24942 |  |  | 4250.98 | 701.092
0 | 0 |  |  | 7626.31 | -5.1328
0 | 0 |  |  | 5386.29 | -5.1328
0 | 0 |  |  | 5780.24 | -5.1328
0 | 0 |  |  | 0 | -5.1328
0 | 0 |  |  | 0 | -5.1328
0 | 0 |  |  | 1179.35 | -5.1328
0 | 0 |  |  | 1021.81 | -5.1328
0 | 0 |  |  | 2066.48 | -5.1328
0 | 0 |  |  | 6550.32 | -5.1328
0 | 0 |  |  | 1758.2 | -5.1328
0 | 0.019116 |  |  | 0 | -5.1328
0 | 0.28573 |  |  | 3011.27 | 443.843
0 | 0.52394 |  |  | 493.012 | 2791.25
0 | 1.4217 |  |  | 215.059 | 5788.82
0 | 2.3802 |  |  | 2007.64 | 9840
0 | 2.7684 |  |  | 0 | 11995.7
0 | 3.1773 |  |  | 0 | 13331.7
373.687 | 2.9386 |  |  | 1419.54 | 14116.9
954.407 | 3.3279 |  |  | 2242.55 | 13966.1
0 | 3.4073 |  |  | 503.565 | 12795.8
0 | 2.8029 |  |  | 584.227 | 10452.7
0 | 1.9768 |  |  | 11360.6 | 7186.12
0 | 1.0234 |  |  | 3414.03 | 3179.26
0 | 0.24803 |  |  | 3284.23 | 566.758
0 | 0 |  |  | 0 | -5.1328
0 | 0 |  |  | 3755.6 | -5.1328
0 | 0 |  |  | 2790.64 | -5.1328
0 | 0 |  |  | 0 | -5.1328
0 | 0 |  |  | 0 | -5.1328
2897.47 | 0 |  |  | 0 | -5.1328
2144.58 | 0 |  |  | 0 | -5.1328
2967.75 | 0 |  |  | 3202 | -5.1328
3455.31 | 0 |  |  | 3070.57 | -5.1328
8705.18 | 0 |  |  | 778.335 | -5.1328
15701.6 | 0.035148 |  |  | 0 | -5.1328
17979.8 | 0.19476 |  |  | 0 | 320.003
5822.9 | 0.46349 |  |  | 0 | 1661.24
2873.92 | 1.0581 |  |  | 1943.35 | 5367.29
3912.95 | 0.5741 |  |  | 4432.72 | 8256.42
9191.85 | 1.677 |  |  | 9194.38 | 10124.8
11342.5 | 2.6721 |  |  | 10172.4 | 11104.2
14818.8 | 4.2038 |  |  | 12455.3 | 13310.5
13281.1 | 4.0388 |  |  | 8160.35 | 11258
10990.3 | 2.2942 |  |  | 7284.94 | 11573.5
3808.81 | 2.9695 |  |  | 5511.35 | 9731.71
10408.4 | 2.0871 |  |  | 16618.4 | 6693.12
4464.77 | 1.0733 |  |  | 14875.2 | 3272.04
2083.03 | 0.22973 |  |  | 10228.8 | 639.396
4673.46 | 0 |  |  | 691.642 | -5.1328
7555.49 | 0 |  |  | 0 | -5.1328
2644.85 | 0 |  |  | 0 | -5.1328
3055.04 | 0 |  |  | 0 | -5.1328
1803.54 | 0 |  |  | 0 | -5.1328
2011.72 | 0 |  |  | 0 | -5.1328
1808.04 | 0 |  |  | 0 | -5.1328
1989.43 | 0 |  |  | 0 | -5.1328
1993.9 | 0 |  |  | 0 | -5.1328
0 | 0 |  |  | 0 | -5.1328
0 | 0.033048 |  |  | 0 | -5.1328
0 | 0.39462 |  |  | 0 | 508.46
0 | 1.3053 |  |  | 0 | 1455.35
0 | 2.2463 |  |  | 0 | 2951.34
0 | 3.0291 |  |  | 0 | 4852.41
0 | 3.5922 |  |  | 0 | 10540.6
0 | 2.8642 |  |  | 1048.1 | 14017.2
0 | 4.0002 |  |  | 87.6144 | 14489.9
0 | 3.3026 |  |  | 1497.51 | 14005.2
0 | 2.0183 |  |  | 5423.95 | 12459.4
0 | 2.7819 |  |  | 1937.73 | 10211.1
0 | 1.9504 |  |  | 4979.13 | 7039.3
0 | 0.99599 |  |  | 0 | 3343
0 | 0.23308 |  |  | 0 | 486.505
0 | 0 |  |  | 0 | -5.1328
0 | 0 |  |  | 126.097 | -5.1328
0 | 0 |  |  | 0 | -5.1328
0 | 0 |  |  | 0 | -5.1328
0 | 0 |  |  | 0 | -5.1328
0 | 0 |  |  | 0 | -5.1328
0 | 0 |  |  | 0 | -5.1328
0 | 0 |  |  | 0 | -5.1328
0 | 0 |  |  | 0 | -5.1328
0 | 0 |  |  | 0 | -5.1328
0 | 0.030523 |  |  | 0 | -5.1328
0 | 0.38501 |  |  | 0 | 417.236
0 | 1.2798 |  |  | 0 | 3015.56
0 | 2.2149 |  |  | 0 | 6858.19
0 | 2.9832 |  |  | 0 | 10025
0 | 3.5222 |  |  | 0 | 11358.6
0 | 3.8625 |  |  | 0 | 13957.5
0 | 3.9765 |  |  | 0 | 14685.9
0 | 2.6125 |  |  | 0 | 7530.22
1921.72 | 3.4071 |  |  | 671.837 | 13075.3
0 | 2.7865 |  |  | 5048.94 | 10735.7
0 | 1.594 |  |  | 0 | 6762.06
2927.05 | 0.86257 |  |  | 0 | 3393.6
0 | 0.22024 |  |  | 2104.5 | 581.147
912.494 | 0 |  |  | 13187.7 | -5.1328
5626.87 | 0 |  |  | 3351.68 | -5.1328
2079.41 | 0 |  |  | 0 | -5.1328
0 | 0 |  |  | 0 | -5.1328
75.4584 | 0 |  |  | 0 | -5.1328
699.773 | 0 |  |  | 0 | -5.1328
1328.75 | 0 |  |  | 0 | -5.1328
3763.64 | 0 |  |  | 0 | -5.1328
1773.03 | 0 |  |  | 0 | -5.1328
3614.5 | 0 |  |  | 0 | -5.1328
1307.94 | 0.027536 |  |  | 0 | -5.1328
1042.82 | 0.35031 |  |  | 0 | 478.967
0 | 0.95069 |  |  | 2536.39 | 2803.64
0 | 0.95315 |  |  | 1375.29 | 6104.76
375.251 | 1.3057 |  |  | 887.423 | 8656.35
1926.86 | 1.4955 |  |  | 411.852 | 11257
6359.76 | 2.6101 |  |  | 78.7332 | 13961.7
8669.98 | 2.313 |  |  | 0 | 13720
17865.2 | 2.7978 |  |  | 0 | 14379.8
2111.4 | 2.4519 |  |  | 0 | 13066.3
6224.29 | 2.5907 |  |  | 0 | 10782.3
10977 | 1.8105 |  |  | 0 | 7384.95
13820.8 | 0.92812 |  |  | 0 | 3209.58
6495.03 | 0.22356 |  |  | 162.305 | 593.594
8588.36 | 0 |  |  | 1002.92 | -5.1328
19917.6 | 0 |  |  | 0 | -5.1328
21308.8 | 0 |  |  | 0 | -5.1328
16855.1 | 0 |  |  | 0 | -5.1328
13827.1 | 0 |  |  | 0 | -5.1328
9661.41 | 0 |  |  | 0 | -5.1328
6877.84 | 0 |  |  | 0 | -5.1328
1888.65 | 0 |  |  | 436.196 | -5.1328
0 | 0 |  |  | 6233.01 | -5.1328
0 | 0 |  |  | 0 | -5.1328
0 | 0.012076 |  |  | 707.351 | -5.1328
341.394 | 0.31016 |  |  | 1530.44 | 440.716
0 | 1.2219 |  |  | 0 | 2851.64
0 | 2.1574 |  |  | 0 | 6315.31
0 | 2.9411 |  |  | 939.741 | 7971.42
0 | 3.4802 |  |  | 154.295 | 11343.6
0 | 3.7963 |  |  | 1228.3 | 14079.6
0 | 3.8575 |  |  | 332.697 | 14778.6
0 | 3.6888 |  |  | 0 | 14522.2
0 | 1.7203 |  |  | 738.749 | 11932.5
0 | 2.2616 |  |  | 0 | 10706.2
0 | 0.97155 |  |  | 0 | 6753.72
1417.33 | 0.9446 |  |  | 33215.9 | 3374.78
42.5703 | 0.20395 |  |  | 8352.09 | 601.056
0 | 0 |  |  | 23917.4 | -5.1328
612.309 | 0 |  |  | 20456.1 | -5.1328
0 | 0 |  |  | 6170.23 | -5.1328
0 | 0 |  |  | 3531.53 | -5.1328
0 | 0 |  |  | 15743.9 | -5.1328
0 | 0 |  |  | 21975.9 | -5.1328
0 | 0 |  |  | 22913.9 | -5.1328
0 | 0 |  |  | 24506.8 | -5.1328
0 | 0 |  |  | 12594.7 | -5.1328
0 | 0 |  |  | 3584.94 | -5.1328
0 | 0.032776 |  |  | 5659.34 | -5.1328
0 | 0.36803 |  |  | 11392.3 | 477.873
0 | 1.2408 |  |  | 5009.92 | 3030.84
0 | 2.1594 |  |  | 796.497 | 6846.9
0 | 2.9337 |  |  | 1240.44 | 10087.9
0 | 3.474 |  |  | 5046.44 | 12210.5
0 | 3.8058 |  |  | 4357.51 | 13484.9
0 | 3.8727 |  |  | 3305.73 | 14205.2
0 | 3.7266 |  |  | 2856.04 | 14033.9
0 | 3.1119 |  |  | 2420.56 | 12717.7
487.516 | 2.004 |  |  | 3674.08 | 10412.7
0 | 1.7914 |  |  | 2997.49 | 6564.68
0 | 0.94393 |  |  | 1874.65 | 3087.03
0 | 0.19004 |  |  | 1891.91 | 151.541
0 | 0 |  |  | 3439.08 | -5.1328
0 | 0 |  |  | 10294.5 | -5.1328
0 | 0 |  |  | 11971.9 | -5.1328
0 | 0 |  |  | 0 | -5.1328
1874.32 | 0 |  |  | 0 | -5.1328
2115.41 | 0 |  |  | 0 | -5.1328
2828.92 | 0 |  |  | 0 | -5.1328
2470.74 | 0 |  |  | 0 | -5.1328
2263.83 | 0 |  |  | 0 | -5.1328
988.101 | 0 |  |  | 0 | -5.1328
640.19 | 0.009515 |  |  | 0 | -5.1328
353.358 | 0.30035 |  |  | 0 | 333.523
0 | 0.95041 |  |  | 0 | 1755.48
0 | 1.3034 |  |  | 0 | 6275.12
0 | 1.2246 |  |  | 0 | 8434.2
0 | 0.99082 |  |  | 0 | 5051.64
0 | 2.2256 |  |  | 0 | 7904.37
0 | 2.0293 |  |  | 0 | 9238.09
0 | 3.1757 |  |  | 0 | 10269.8
0 | 1.5875 |  |  | 0 | 9687.48
0 | 2.6523 |  |  | 0 | 10469.2
0 | 1.2637 |  |  | 0 | 7208.4
0 | 0.72428 |  |  | 0 | 3061.65
0 | 0.19041 |  |  | 0 | 509.852
1020.48 | 0 |  |  | 202.78 | -5.1328
0 | 0 |  |  | 0 | -5.1328
2126.31 | 0 |  |  | 0 | -5.1328
7270.32 | 0 |  |  | 0 | -5.1328
5333.22 | 0 |  |  | 0 | -5.1328
5424.67 | 0 |  |  | 0 | -5.1328
5421.53 | 0 |  |  | 0 | -5.1328
5153.14 | 0 |  |  | 0 | -5.1328
7640.35 | 0 |  |  | 0 | -5.1328
5779 | 0 |  |  | 0 | -5.1328
3923.83 | 0.022235 |  |  | 0 | -5.1328
4695.52 | 0.32153 |  |  | 0 | 453.519
1303.44 | 0.91846 |  |  | 0 | 2318.34
0 | 1.5143 |  |  | 0 | 4955.44
0 | 1.2809 |  |  | 0 | 8182.28
1035.01 | 2.2635 |  |  | 0 | 12629.3
2845.16 | 1.7797 |  |  | 0 | 14183.6
2605.58 | 1.5924 |  |  | 0 | 13311.3
3826.2 | 0.41235 |  |  | 0 | 14503
4610.92 | 0.30466 |  |  | 0 | 13251.6
5172.17 | 0.53487 |  |  | 0 | 9909.73
3874.21 | 1.546 |  |  | 0 | 6852.03
4168.56 | 0.77569 |  |  | 0 | 3268.57
7849.51 | 0.1923 |  |  | 1193.17 | 434.802
10009.9 | 0 |  |  | 1172.69 | -5.1328
18191.6 | 0 |  |  | 6194.78 | -5.1328
25673 | 0 |  |  | 0 | -5.1328
27298.5 | 0 |  |  | 0 | -5.1328
26682.4 | 0 |  |  | 0 | -5.1328
32306 | 0 |  |  | 0 | -5.1328
26660.1 | 0 |  |  | 0 | -5.1328
22410.7 | 0 |  |  | 0 | -5.1328
24685.3 | 0 |  |  | 0 | -5.1328
28163.5 | 0 |  |  | 0 | -5.1328
22920.6 | 0.025365 |  |  | 0 | -5.1328
24601.5 | 0.35577 |  |  | 0 | 378.178
11754.5 | 1.307 |  |  | 0 | 3085.58
4307.83 | 2.2942 |  |  | 0 | 7101.55
7315.72 | 3.0873 |  |  | 0 | 10286
12725 | 3.6566 |  |  | 1468.75 | 12481.8
19419.1 | 3.9818 |  |  | 2508.49 | 13970.9
21715 | 4.0585 |  |  | 5930.58 | 14607.1
21706.4 | 3.8704 |  |  | 6639.58 | 14241.1
26137.1 | 3.4487 |  |  | 6304.91 | 12971.5
26500.1 | 2.7961 |  |  | 7725.13 | 10679.7
25336 | 1.9377 |  |  | 8471.47 | 7400.22
18352 | 0.94004 |  |  | 0 | 3334.9
13657.7 | 0.16187 |  |  | 3050.98 | 410.619
30993.7 | 0 |  |  | 1462.81 | -5.1328
36747.8 | 0 |  |  | 0 | -5.1328
37027.1 | 0 |  |  | 0 | -5.1328
37450.8 | 0 |  |  | 0 | -5.1328
36999.8 | 0 |  |  | 0 | -5.1328
38313.4 | 0 |  |  | 0 | -5.1328
37639 | 0 |  |  | 0 | -5.1328
35406.8 | 0 |  |  | 0 | -5.1328
35900.2 | 0 |  |  | 0 | -5.1328
35585.1 | 0 |  |  | 0 | -5.1328
36034.2 | 0 |  |  | 0 | -5.1328
30577.2 | 0.33571 |  |  | 0 | 364.083
12804 | 1.2396 |  |  | 0 | 2858.22
9899.81 | 2.1932 |  |  | 0 | 7283.54
11221.4 | 2.968 |  |  | 0 | 10681.8
13660.2 | 3.1106 |  |  | 0 | 13068.1
22112.3 | 3.8528 |  |  | 0 | 14309.5
31389.5 | 3.9322 |  |  | 0 | 14539.5
33071.4 | 3.7406 |  |  | 0 | 13919.3
31243.1 | 3.3168 |  |  | 0 | 12613.2
34982.3 | 1.8947 |  |  | 0 | 10393.2
36171.5 | 1.8382 |  |  | 0 | 7185.73
29204.3 | 0.87511 |  |  | 0 | 3255.65
13895.7 | 0.16758 |  |  | 0 | 416.649
35521.4 | 0 |  |  | 0 | -5.1328
37649.3 | 0 |  |  | 0 | -5.1328
33275 | 0 |  |  | 0 | -5.1328
32457.2 | 0 |  |  | 0 | -5.1328
13479 | 0 |  |  | 0 | -5.1328
39215.2 | 0 |  |  | 0 | -5.1328
33630.8 | 0 |  |  | 0 | -5.1328
17635 | 0 |  |  | 0 | -5.1328
15789.2 | 0 |  |  | 0 | -5.1328
22498.6 | 0 |  |  | 0 | -5.1328
18898.7 | 0 |  |  | 0 | -5.1328
20217.3 | 0.31089 |  |  | 0 | 384.689
7858.18 | 1.2344 |  |  | 0 | 2767.27
788.466 | 2.2167 |  |  | 0 | 7269.8
595.315 | 3.045 |  |  | 0 | 10737.6
1182.46 | 3.6332 |  |  | 0 | 13171.6
687.324 | 3.3568 |  |  | 0 | 14457.1
1223.86 | 4.0083 |  |  | 0 | 14694.6
2165.67 | 3.807 |  |  | 2921.56 | 13946.1
2714.74 | 1.5099 |  |  | 0 | 12381.2
2242.66 | 1.4106 |  |  | 3954.12 | 10275.8
3039.11 | 0.36167 |  |  | 0 | 7191.32
6363.74 | 0.47623 |  |  | 0 | 3289.83
17432.7 | 0.09889 |  |  | 0 | 413.185
20428.8 | 0 |  |  | 767.356 | -5.1328
18573.7 | 0 |  |  | 2009.85 | -5.1328
17526.7 | 0 |  |  | 0 | -5.1328
27291.8 | 0 |  |  | 0 | -5.1328
28733.3 | 0 |  |  | 0 | -5.1328
25614.3 | 0 |  |  | 0 | -5.1328
24235 | 0 |  |  | 0 | -5.1328
24201.1 | 0 |  |  | 0 | -5.1328
18853.3 | 0 |  |  | 0 | -5.1328
22128.3 | 0 |  |  | 0 | -5.1328
23087 | 0 |  |  | 0 | -5.1328
17139.1 | 0.26876 |  |  | 583.158 | 364.104
4499.4 | 0.63208 |  |  | 0 | 3114.24
2210.86 | 1.126 |  |  | 0 | 7121.61
2843.96 | 1.4613 |  |  | 0 | 10527.7
3541.51 | 1.8891 |  |  | 0 | 12580.8
5139.63 | 2.8504 |  |  | 0 | 12703.3
7739.37 | 3.5117 |  |  | 0 | 13316.2
9295.33 | 3.8136 |  |  | 0 | 12731.5
9566.46 | 3.209 |  |  | 0 | 11156.7
8564.38 | 2.1936 |  |  | 0 | 8176.24
10608.2 | 1.5072 |  |  | 0 | 5503.88
12056.7 | 0.013236 |  |  | 1484.88 | 3162.74
18424.8 | 0.1482 |  |  | 303.421 | 431.652
22793.6 | 0 |  |  | 2872.38 | -5.1328
11985.7 | 0 |  |  | 2408.75 | -5.1328
29661.5 | 0 |  |  | 1777.27 | -5.1328
37243.3 | 0 |  |  | 0 | -5.1328
33785.7 | 0 |  |  | 0 | -5.1328
19539.1 | 0 |  |  | 0 | -5.1328
19549.7 | 0 |  |  | 0 | -5.1328
19315.1 | 0 |  |  | 0 | -5.1328
26106.3 | 0 |  |  | 0 | -5.1328
4568.27 | 0 |  |  | 0 | -5.1328
1629.73 | 0 |  |  | 0 | -5.1328
0 | 0.32937 |  |  | 0 | 360.431
0 | 1.2295 |  |  | 0 | 3054.26
5539.46 | 2.2008 |  |  | 0 | 6891.54
7343.8 | 2.9958 |  |  | 0 | 10080.3
4814.66 | 3.5646 |  |  | 0 | 12476.3
4132.34 | 3.8798 |  |  | 0 | 13922.2
2865.4 | 2.72 |  |  | 0 | 14416.7
14153.2 | 3.7736 |  |  | 0 | 14106
5283.96 | 2.5549 |  |  | 6299.35 | 12871
10929.2 | 1.4422 |  |  | 0 | 9554.6
5140.76 | 1.286 |  |  | 0 | 5801.03
2907.8 | 0.86469 |  |  | 0 | 1284.45
1512.7 | 0.12868 |  |  | 0 | 345.347
5802.32 | 0 |  |  | 0 | -5.1328
7356.09 | 0 |  |  | 0 | -5.1328
10855.1 | 0 |  |  | 0 | -5.1328
27684 | 0 |  |  | 0 | -5.1328
16019.3 | 0 |  |  | 0 | -5.1328
22650.3 | 0 |  |  | 0 | -5.1328
22655.4 | 0 |  |  | 0 | -5.1328
29185.1 | 0 |  |  | 0 | -5.1328
34117.5 | 0 |  |  | 0 | -5.1328
16258 | 0 |  |  | 0 | -5.1328
2015.82 | 0 |  |  | 0 | -5.1328
2155.77 | 0.30971 |  |  | 0 | 388.794
541.553 | 1.2139 |  |  | 0 | 1243.35
0 | 2.1885 |  |  | 0 | 1011.18
0 | 2.9977 |  |  | 0 | 2576.02
0 | 3.5698 |  |  | 0 | 10453.2
0 | 3.5184 |  |  | 3557.22 | 3880.83
0 | 3.9563 |  |  | 4476.26 | 8246.45
0 | 3.7514 |  |  | 1020.78 | 5138.4
0 | 3.3088 |  |  | 567.112 | 5189.07
0 | 2.641 |  |  | 1019.42 | 10808.7
0 | 1.7773 |  |  | 2961.22 | 7248.59
0 | 0.80966 |  |  | 2867.81 | 3166.06
192.342 | 0.12896 |  |  | 0 | 391.875
730.058 | 0 |  |  | 5836.47 | -5.1328
1789.39 | 0 |  |  | 6152.49 | -5.1328
2246.69 | 0 |  |  | 0 | -5.1328
0 | 0 |  |  | 5569.88 | -5.1328
0 | 0 |  |  | 0 | -5.1328
0 | 0 |  |  | 0 | -5.1328
796.128 | 0 |  |  | 0 | -5.1328
0 | 0 |  |  | 0 | -5.1328
1156.16 | 0 |  |  | 0 | -5.1328
859.928 | 0 |  |  | 0 | -5.1328
1858.8 | 0 |  |  | 0 | -5.1328
1420.3 | 0.016311 |  |  | 0 | 330.026
1049.14 | 1.1065 |  |  | 0 | 3067.36
0 | 0.81857 |  |  | 0 | 7031.48
0 | 2.0532 |  |  | 0 | 10432.1
970.484 | 3.3836 |  |  | 1959.2 | 12752.5
3607.84 | 3.7003 |  |  | 0 | 14156.7
3980.9 | 3.8145 |  |  | 17626.4 | 14602.8
5668.7 | 3.625 |  |  | 298.466 | 14143.4
7848.7 | 3.2091 |  |  | 4589.86 | 12631.5
9075.78 | 2.5766 |  |  | 4411.21 | 10235
11567.4 | 1.7245 |  |  | 1803.68 | 6229.92
12704.9 | 0.78036 |  |  | 0 | 2850.99
19609.3 | 0.12642 |  |  | 1380.17 | 345.997
28062.7 | 0 |  |  | 3573.59 | -5.1328
34979 | 0 |  |  | 1835.39 | -5.1328
37166 | 0 |  |  | 0 | -5.1328
37560.6 | 0 |  |  | 0 | -5.1328
37033.6 | 0 |  |  | 0 | -5.1328
37479.1 | 0 |  |  | 0 | -5.1328
37314.1 | 0 |  |  | 0 | -5.1328
33507.4 | 0 |  |  | 0 | -5.1328
33000.4 | 0 |  |  | 0 | -5.1328
36841 | 0 |  |  | 0 | -5.1328
38167 | 0 |  |  | 0 | -5.1328
38055.9 | 0.3033 |  |  | 0 | -5.1328
35270 | 1.2396 |  |  | 0 | 1410.43
32742.9 | 2.2523 |  |  | 0 | 722.855
35079 | 3.0933 |  |  | 0 | 2246.03
34727.6 | 3.6894 |  |  | 0 | 8505.2
37707.6 | 4.0262 |  |  | 0 | 11336.9
38860 | 4.1038 |  |  | 0 | 12680.7
39254.8 | 3.8989 |  |  | 1450.5 | 12363.5
39473.4 | 3.4413 |  |  | 1798.34 | 11366.9
40004.5 | 2.7321 |  |  | 925.594 | 10378.4
39510.2 | 1.8308 |  |  | 1131.19 | 7049.22
38737.6 | 0.81657 |  |  | 5084.24 | 3082.78
36982.8 | 0.11183 |  |  | 0 | 349.626
38160.6 | 0 |  |  | 6332.59 | -5.1328
39584.4 | 0 |  |  | 5322.85 | -5.1328
39794.4 | 0 |  |  | 4218.12 | -5.1328
39579.7 | 0 |  |  | 0 | -5.1328
39482.8 | 0 |  |  | 0 | -5.1328
38349.5 | 0 |  |  | 0 | -5.1328
38434.9 | 0 |  |  | 0 | -5.1328
38247.2 | 0 |  |  | 0 | -5.1328
36347.4 | 0 |  |  | 0 | -5.1328
35553.8 | 0 |  |  | 0 | -5.1328
33670.4 | 0 |  |  | 0 | -5.1328
35150.9 | 0.29333 |  |  | 0 | 24.0885
28905.9 | 1.1848 |  |  | 0 | 604.085
15303.3 | 2.1429 |  |  | 0 | 2815.49
11319.5 | 2.9316 |  |  | 0 | 7468.33
11035.4 | 3.4984 |  |  | 0 | 6901.38
9813.64 | 3.8168 |  |  | 0 | 7921.73
9992.5 | 3.8748 |  |  | 0 | 14415.4
5996.49 | 3.711 |  |  | 0 | 14128.5
4990.85 | 3.2925 |  |  | 0 | 12905
11201.3 | 2.638 |  |  | 0 | 10583.9
12438.1 | 1.7749 |  |  | 0 | 7093.94
9607.14 | 0.78953 |  |  | 0 | 1452.37
13694.6 | 0.10761 |  |  | 0 | 343.06
26237.9 | 0 |  |  | 63.9705 | -5.1328
4483.36 | 0 |  |  | 2687.83 | -5.1328
3822.89 | 0 |  |  | 0 | -5.1328
7115.69 | 0 |  |  | 0 | -5.1328
13733.6 | 0 |  |  | 0 | -5.1328
20243.5 | 0 |  |  | 0 | -5.1328
14465.6 | 0 |  |  | 0 | -5.1328
10680.9 | 0 |  |  | 0 | -5.1328
7220.76 | 0 |  |  | 0 | -5.1328
4382.98 | 0 |  |  | 0 | -5.1328
1090.85 | 0 |  |  | 0 | -5.1328
937.92 | 0.24907 |  |  | 0 | 356.123
0 | 0.97855 |  |  | 0 | 3159.93
0 | 1.9609 |  |  | 0 | 7208.73
0 | 2.8697 |  |  | 0 | 10544.6
313.686 | 3.4594 |  |  | 0 | 12650.6
0 | 3.8405 |  |  | 0 | 13734.1
1188.76 | 3.9623 |  |  | 0 | 14412.1
654.057 | 3.8272 |  |  | 0 | 14188.5
1657.6 | 3.4195 |  |  | 0 | 12838.2
2081.67 | 2.7446 |  |  | 0 | 10410
2216.75 | 1.8439 |  |  | 0 | 7028.23
6747.72 | 0.81633 |  |  | 0 | 3056.54
7390 | 0.089634 |  |  | 2806.19 | 323.252
4452.34 | 0 |  |  | 10792.3 | -5.1328
756.232 | 0 |  |  | 15023.6 | -5.1328
1795.22 | 0 |  |  | 0 | -5.1328
25609.9 | 0 |  |  | 0 | -5.1328
20092.5 | 0 |  |  | 0 | -5.1328
22388.5 | 0 |  |  | 0 | -5.1328
17317.3 | 0 |  |  | 0 | -5.1328
8359.26 | 0 |  |  | 0 | -5.1328
1594.32 | 0 |  |  | 0 | -5.1328
14168.6 | 0 |  |  | 0 | -5.1328
7458.45 | 0 |  |  | 0 | -5.1328
4727.69 | 0.27287 |  |  | 0 | 310.07
411.138 | 1.1231 |  |  | 0 | 3293.24
821.918 | 2.1813 |  |  | 0 | 7614.83
868.771 | 2.19 |  |  | 0 | 11109.3
1040.1 | 2.6816 |  |  | 921.012 | 13500.5
299.112 | 3.2476 |  |  | 9654.28 | 14801.7
0 | 2.6998 |  |  | 13710.7 | 15023.6
0 | 1.1894 |  |  | 7606.24 | 14573.5
346.625 | 3.0354 |  |  | 9170.05 | 13288.2
694.59 | 1.0997 |  |  | 5700.78 | 10920.9
785.717 | 0.56158 |  |  | 4006.99 | 7439.21
1025.69 | 0.52277 |  |  | 11735.4 | 3172.06
1092.79 | 0.094178 |  |  | 0 | 263.875
1845.12 | 0 |  |  | 0 | -5.1328
975.792 | 0 |  |  | 0 | -5.1328
457.238 | 0 |  |  | 39489.6 | -5.1328
0 | 0 |  |  | 0 | -5.1328
727.107 | 0 |  |  | 0 | -5.1328
0 | 0 |  |  | 0 | -5.1328
0 | 0 |  |  | 0 | -5.1328
2648.74 | 0 |  |  | 13773.6 | -5.1328
0 | 0 |  |  | 847.975 | -5.1328
0 | 0 |  |  | 0 | -5.1328
0 | 0 |  |  | 0 | -5.1328
0 | 0.15264 |  |  | 0 | 304.214
0 | 0.28305 |  |  | 0 | 3394.93
0 | 0.80639 |  |  | 0 | 7712.34
0 | 1.7244 |  |  | 0 | 11001.1
0 | 2.51 |  |  | 5110.67 | 13126.5
0 | 2.1831 |  |  | 2605.11 | 14027
692.635 | 3.6509 |  |  | 0 | 14231.2
1096.72 | 3.5094 |  |  | 2182.77 | 13868.8
1765.78 | 1.4153 |  |  | 784.592 | 12849.4
1218.22 | 2.5085 |  |  | 0 | 10634.3
2891.51 | 1.6684 |  |  | 6735.96 | 7302.05
2591.23 | 0.72689 |  |  | 0 | 3104.83
3380.15 | 0.085487 |  |  | 4636.81 | 242.874
10539.6 | 0 |  |  | 5696.25 | -5.1328
10583.1 | 0 |  |  | 1123.45 | -5.1328
20801.1 | 0 |  |  | 771.77 | -5.1328
24092.6 | 0 |  |  | 2261.71 | -5.1328
1635.68 | 0 |  |  | 5258.11 | -5.1328
1782.69 | 0 |  |  | 2636.78 | -5.1328
0 | 0 |  |  | 0 | -5.1328
0 | 0 |  |  | 1460.65 | -5.1328
0 | 0 |  |  | 0 | -5.1328
306.844 | 0 |  |  | 9210.01 | -5.1328
6945.17 | 0 |  |  | 2350.32 | -5.1328
16530.5 | 0.26867 |  |  | 0 | 309.43
14547.1 | 1.1478 |  |  | 0 | 3218.17
8574.72 | 2.1252 |  |  | 0 | 7432.12
1701.63 | 2.9108 |  |  | 0 | 11062.8
4113.45 | 3.4688 |  |  | 298.834 | 13582.2
5893.78 | 3.7791 |  |  | 2734.81 | 15284.2
10167.7 | 3.847 |  |  | 2512.41 | 15776.9
19655.9 | 3.6529 |  |  | 4659.36 | 15300.6
13651.2 | 3.2274 |  |  | 6505.48 | 13591.8
18277.6 | 2.499 |  |  | 6384.45 | 11021.8
23699.1 | 1.4387 |  |  | 5813.57 | 7303.88
23514.7 | 0.37965 |  |  | 4452.87 | 3024.06
15802.4 | 0.065485 |  |  | 8046.98 | 216.971
5804.12 | 0 |  |  | 4097.39 | -5.1328
10633.7 | 0 |  |  | 1695.6 | -5.1328
8627.15 | 0 |  |  | 930.511 | -5.1328
11774.5 | 0 |  |  | 0 | -5.1328
5884.34 | 0 |  |  | 0 | -5.1328
4314.22 | 0 |  |  | 0 | -5.1328
943.77 | 0 |  |  | 0 | -5.1328
2005.16 | 0 |  |  | 0 | -5.1328
14304.5 | 0 |  |  | 0 | -5.1328
13992.9 | 0 |  |  | 0 | -5.1328
11853.7 | 0 |  |  | 0 | -5.1328
10382.9 | 0.23119 |  |  | 0 | 302.415
7662.07 | 0.56725 |  |  | 0 | 3096.05
16701.8 | 1.5721 |  |  | 0 | 7116.75
13181.4 | 2.1733 |  |  | 0 | 10588.6
3248.34 | 1.3751 |  |  | 0 | 13167
1562.28 | 1.7138 |  |  | 0 | 14644.3
2147.67 | 0.45136 |  |  | 0 | 15212.9
1703.93 | 0.58644 |  |  | 0 | 14709.6
236.788 | 0.70627 |  |  | 0 | 13256.2
837.903 | 0.62321 |  |  | 555.302 | 10581.7
1230.44 | 0.066699 |  |  | 1194.15 | 4533.78
149.171 | 0.027185 |  |  | 4602.61 | 792.093
3743.48 | 0 |  |  | 6566.76 | 207.463
10278.7 | 0 |  |  | 7558.04 | -5.1328
12814.6 | 0 |  |  | 3999.2 | -5.1328
14562.6 | 0 |  |  | 912.773 | -5.1328
27716.2 | 0 |  |  | 0 | -5.1328
23197.8 | 0 |  |  | 0 | -5.1328
24500.4 | 0 |  |  | 0 | -5.1328
17130.1 | 0 |  |  | 0 | -5.1328
13304 | 0 |  |  | 0 | -5.1328
18511.2 | 0 |  |  | 0 | -5.1328
13438.7 | 0 |  |  | 0 | -5.1328
11418.9 | 0 |  |  | 0 | -5.1328
9407.27 | 0.17402 |  |  | 0 | 300.043
6350.2 | 0.68305 |  |  | 0 | 2999.82
767.769 | 0.465 |  |  | 0 | 6963.53
3289.36 | 0.63296 |  |  | 0 | 10359.3
3042.96 | 0.63241 |  |  | 0 | 12753.8
6644.46 | 0.57035 |  |  | 0 | 14160.6
6802.64 | 0.56022 |  |  | 0 | 14585.7
8136.19 | 0.76789 |  |  | 0 | 14061.9
9659 | 0.66978 |  |  | 0 | 12633
4662.62 | 0.48251 |  |  | 0 | 10184.2
12597.1 | 0.35 |  |  | 1423.42 | 3610.1
22987.5 | 0.6399 |  |  | 15554.4 | 2866.54
1158.6 | 0.051916 |  |  | 0 | 172.937
0 | 0 |  |  | 0 | -5.1328
8419.33 | 0 |  |  | 0 | -5.1328
17821.7 | 0 |  |  | 0 | -5.1328
17786.3 | 0 |  |  | 0 | -5.1328
3709.48 | 0 |  |  | 0 | -5.1328
8916.51 | 0 |  |  | 0 | -5.1328
24498 | 0 |  |  | 0 | -5.1328
27723.7 | 0 |  |  | 0 | -5.1328
26105.7 | 0 |  |  | 0 | -5.1328
20271.5 | 0 |  |  | 0 | -5.1328
25664.5 | 0 |  |  | 0 | -5.1328
21037.5 | 0.17667 |  |  | 0 | 282.498
14889.7 | 0.78031 |  |  | 0 | 3025.17
12770.9 | 1.2412 |  |  | 0 | 6895.95
17391.7 | 2.2157 |  |  | 0 | 6827.01
16264.8 | 1.2824 |  |  | 0 | 10043.7
19114 | 0.65708 |  |  | 0 | 11070.9
25741.7 | 0.99802 |  |  | 0 | 13937.5
17799.3 | 1.1931 |  |  | 0 | 13420.2
16630.1 | 2.8444 |  |  | 0 | 11972.7
26119 | 2.411 |  |  | 0 | 10522.3
23146.2 | 1.5434 |  |  | 0 | 6858.38
9521.92 | 0.62043 |  |  | 6516.1 | 2782.09
7703.68 | 0.046928 |  |  | 878.422 | 139.765
18867 | 0 |  |  | 0 | -5.1328
14104.2 | 0 |  |  | 1097.91 | -5.1328
9701.34 | 0 |  |  | 0 | -5.1328
20715 | 0 |  |  | 0 | -5.1328
18714.4 | 0 |  |  | 0 | -5.1328
9011.29 | 0 |  |  | 0 | -5.1328
20258.4 | 0 |  |  | 0 | -5.1328
7123.46 | 0 |  |  | 0 | -5.1328
9955.39 | 0 |  |  | 0 | -5.1328
9711.94 | 0 |  |  | 0 | -5.1328
9893.15 | 0 |  |  | 0 | -5.1328
7776.17 | 0.24312 |  |  | 0 | 261.676
4227.12 | 1.0581 |  |  | 0 | 2862.53
0 | 1.8508 |  |  | 0 | 5228.17
0 | 2.4277 |  |  | 0 | 10283
0 | 2.9964 |  |  | 0 | 12666.9
0 | 3.3398 |  |  | 3001.29 | 12610.6
0 | 3.2565 |  |  | 2475.37 | 12417.1
0 | 3.0752 |  |  | 3062.71 | 14453.3
0 | 2.7389 |  |  | 5316.53 | 12958.6
0 | 2.3887 |  |  | 4343.09 | 10495.8
0 | 1.3877 |  |  | 5843.66 | 6941.21
0 | 0.094412 |  |  | 2792.98 | 2802.24
0 | 0.0065997 |  |  | 5924.49 | 107.993
0 | 0 |  |  | 9618.35 | -5.1328
0 | 0 |  |  | 11222.3 | -5.1328
0 | 0 |  |  | 8008.54 | -5.1328
0 | 0 |  |  | 1512.63 | -5.1328
0 | 0 |  |  | 1125.65 | -5.1328
0 | 0 |  |  | 0 | -5.1328
0 | 0 |  |  | 0 | -5.1328
561.43 | 0 |  |  | 0 | -5.1328
1476.2 | 0 |  |  | 0 | -5.1328
2181.81 | 0 |  |  | 0 | -5.1328
2943.25 | 0 |  |  | 4491.27 | -5.1328
7990.58 | 0.24462 |  |  | 2470.21 | 240.489
5104.12 | 1.1725 |  |  | 3459.25 | 3246.4
1002.5 | 2.2024 |  |  | 1840.15 | 7481.25
966.892 | 3.0469 |  |  | 3056.21 | 10798.5
942.514 | 3.648 |  |  | 6922.44 | 12994.4
2125.98 | 3.979 |  |  | 8419.42 | 13760.9
1546.21 | 4.036 |  |  | 5284.41 | 14207.5
1665.06 | 3.8396 |  |  | 7396.51 | 14168.4
935.141 | 3.3756 |  |  | 6581.34 | 12889.8
1651.97 | 2.6678 |  |  | 10453.4 | 10531.4
1753.82 | 1.7256 |  |  | 11801.2 | 6973.25
1694.71 | 0.67773 |  |  | 9179.62 | 2795.6
5249.3 | 0.035722 |  |  | 19899.8 | 96.8812
9826.13 | 0 |  |  | 31772.1 | -5.1328
12360 | 0 |  |  | 13551.6 | -5.1328
11145.8 | 0 |  |  | 6286.93 | -5.1328
9078.87 | 0 |  |  | 9724.8 | -5.1328
9995.78 | 0 |  |  | 9688.08 | -5.1328
12038.8 | 0 |  |  | 2183.88 | -5.1328
11853.6 | 0 |  |  | 10285 | -5.1328
10649.2 | 0 |  |  | 11513.5 | -5.1328
10139.6 | 0 |  |  | 3505.81 | -5.1328
10139.7 | 0 |  |  | 0 | -5.1328
6706.58 | 0 |  |  | 6863.66 | -5.1328
12107.3 | 0.23336 |  |  | 3813.1 | 256.639
9370.47 | 1.1109 |  |  | 3519.19 | 3120.87
695.38 | 2.0936 |  |  | 0 | 7242.38
1766.02 | 2.9036 |  |  | 0 | 10858.8
1149.61 | 3.4499 |  |  | 0 | 13481.3
1188.63 | 3.7642 |  |  | 0 | 14879.4
0 | 3.8213 |  |  | 0 | 15385.1
0 | 3.6196 |  |  | 0 | 14743.3
0 | 3.1717 |  |  | 0 | 13020.9
0 | 2.4959 |  |  | 0 | 10337.1
285.072 | 1.5908 |  |  | 0 | 6672.45
0 | 0.61175 |  |  | 0 | 2511.87
516.256 | 0.032279 |  |  | 0 | 97.4428
1587.78 | 0 |  |  | 13144 | -5.1328
10664.3 | 0 |  |  | 3930.08 | -5.1328
12377.6 | 0 |  |  | 0 | -5.1328
20410.4 | 0 |  |  | 0 | -5.1328
24222.9 | 0 |  |  | 0 | -5.1328
5443.82 | 0 |  |  | 0 | -5.1328
4019.48 | 0 |  |  | 0 | -5.1328
2762.12 | 0 |  |  | 0 | -5.1328
4578.57 | 0 |  |  | 0 | -5.1328
6073.59 | 0 |  |  | 0 | -5.1328
10403.3 | 0 |  |  | 0 | -5.1328
15083.8 | 0.22173 |  |  | 0 | 82.6239
6913.03 | 1.0172 |  |  | 0 | 919.163
523.595 | 1.9583 |  |  | 0 | 3802.65
1517.42 | 2.758 |  |  | 0 | 6650.67
571.285 | 3.3189 |  |  | 0 | 13548.7
2627.73 | 3.6259 |  |  | 164.114 | 15110.2
1802.21 | 3.7253 |  |  | 0 | 15520
2227.34 | 3.5015 |  |  | 2048.28 | 14859.7
1448.09 | 3.032 |  |  | 5204.82 | 13312.5
2300.13 | 2.3536 |  |  | 5330.32 | 10658.9
3922.36 | 1.4781 |  |  | 7626.04 | 6949.29
4239.22 | 0.56033 |  |  | 12037.3 | 2706.46
6805.22 | 0.033926 |  |  | 15509.7 | 78.0216
15695.5 | 0 |  |  | 12270.4 | -5.1328
26933.4 | 0 |  |  | 15985.2 | -5.1328
32912.8 | 0 |  |  | 19042.9 | -5.1328
33862.8 | 0 |  |  | 3335.37 | -5.1328
34781.8 | 0 |  |  | 2107.06 | -5.1328
34800.6 | 0 |  |  | 11748.8 | -5.1328
29981 | 0 |  |  | 0 | -5.1328
23855.7 | 0 |  |  | 0 | -5.1328
23654.1 | 0 |  |  | 0 | -5.1328
19333.1 | 0 |  |  | 0 | -5.1328
28315.7 | 0 |  |  | 0 | -5.1328
25805 | 0.19601 |  |  | 0 | 225.065
17515.4 | 0.68572 |  |  | 0 | 3109.85
12091.9 | 1.5491 |  |  | 0 | 7178.7
14125.8 | 2.0623 |  |  | 0 | 10514.3
9974.25 | 2.4017 |  |  | 0 | 12816.5
8708.17 | 2.7789 |  |  | 0 | 14328.4
16246 | 3.1395 |  |  | 0 | 14874.8
15712.2 | 2.1489 |  |  | 0 | 12718
10871.9 | 2.5951 |  |  | 0 | 11338.8
10170 | 1.9063 |  |  | 0 | 6664.87
11612 | 1.0942 |  |  | 0 | 756.19
1459.19 | 0.48174 |  |  | 0 | 1976.58
1543 | 0.024389 |  |  | 6151.84 | 129.236
0 | 0 |  |  | 780.568 | -5.1328
0 | 0 |  |  | 252.58 | -5.1328
0 | 0 |  |  | 114.516 | -5.1328
844.626 | 0 |  |  | 0 | -5.1328
531.065 | 0 |  |  | 0 | -5.1328
1364.59 | 0 |  |  | 0 | -5.1328
7203.56 | 0 |  |  | 0 | -5.1328
10196.2 | 0 |  |  | 0 | -5.1328
17451 | 0 |  |  | 0 | -5.1328
17885 | 0 |  |  | 0 | -5.1328
19885.3 | 0 |  |  | 0 | -5.1328
24420.9 | 0.054013 |  |  | 0 | 210.805
9841.92 | 0.22234 |  |  | 0 | 2577.16
898.279 | 0.42601 |  |  | 0 | 3797.43
809.721 | 0.82093 |  |  | 0 | 9392.99
0 | 0.92878 |  |  | 0 | 12638.5
0 | 0.57258 |  |  | 0 | 14153
916.675 | 1.3801 |  |  | 0 | 14774.4
2894.69 | 1.4361 |  |  | 0 | 14306.8
2650.86 | 0.77299 |  |  | 0 | 12988.3
3530.66 | 1.1668 |  |  | 0 | 10416.6
13974.2 | 0.70973 |  |  | 343.972 | 6765.15
15270.2 | 0.27677 |  |  | 0 | 2599.38
14684.8 | 0.014683 |  |  | 3008.24 | 57.7549
33350 | 0 |  |  | 11915.3 | -5.1328
33124.3 | 0 |  |  | 6223.98 | -5.1328
27848.2 | 0 |  |  | 0 | -5.1328
25735 | 0 |  |  | 0 | -5.1328
21081.8 | 0 |  |  | 0 | -5.1328
21647 | 0 |  |  | 0 | -5.1328
23727.6 | 0 |  |  | 0 | -5.1328
16034.3 | 0 |  |  | 0 | -5.1328
17554.8 | 0 |  |  | 0 | -5.1328
11669.1 | 0 |  |  | 0 | -5.1328
20030.2 | 0 |  |  | 0 | -5.1328
17356.8 | 0.099791 |  |  | 0 | 183.515
18591.5 | 0.31983 |  |  | 0 | 3207.78
6022.3 | 0.53548 |  |  | 0 | 7291.34
5149.48 | 0.9097 |  |  | 0 | 10605.3
3679.34 | 1.081 |  |  | 0 | 13354.2
2186.29 | 1.4225 |  |  | 0 | 15061.5
4396.21 | 0.85418 |  |  | 0 | 15621.5
2264.56 | 2.7513 |  |  | 0 | 15033.7
3001.38 | 1.2936 |  |  | 3758.07 | 13289.3
4612.53 | 0.45065 |  |  | 1404.67 | 10624.5
3895.98 | 0.70069 |  |  | 4112.63 | 6061.72
3827.25 | 0.33463 |  |  | 660.412 | 1923.66
1486.14 | 0.017325 |  |  | 0 | 34.8992
11706 | 0 |  |  | 0 | -5.1328
2288.13 | 0 |  |  | 0 | -5.1328
3572.4 | 0 |  |  | 0 | -5.1328
8502.96 | 0 |  |  | 0 | -5.1328
2780.7 | 0 |  |  | 0 | -5.1328
11546.2 | 0 |  |  | 0 | -5.1328
34460.6 | 0 |  |  | 0 | -5.1328
12365.6 | 0 |  |  | 0 | -5.1328
17829.8 | 0 |  |  | 0 | -5.1328
8747.07 | 0 |  |  | 0 | -5.1328
11275.7 | 0 |  |  | 0 | -5.1328
4536.25 | 0.17476 |  |  | 0 | 181.666
8485.95 | 0.91561 |  |  | 0 | 2898.83
11258.4 | 1.9741 |  |  | 0 | 6163.24
7607.6 | 2.5894 |  |  | 0 | 5677.01
3439.19 | 2.8611 |  |  | 0 | 13305.1
0 | 3.2209 |  |  | 0 | 11891
0 | 3.8416 |  |  | 0 | 9757.24
0 | 1.0953 |  |  | 0 | 12352.1
0 | 1.8581 |  |  | 711.149 | 7997.25
0 | 1.4739 |  |  | 3422.92 | 10142.5
601.767 | 1.0119 |  |  | 3545.59 | 6459.14
741.631 | 0.52865 |  |  | 2003.32 | 2405.14
457.401 | 0 |  |  | 1499.1 | 60.1896
1937.19 | 0 |  |  | 1137.99 | -5.1328
0 | 0 |  |  | 978.204 | -5.1328
0 | 0 |  |  | 1775.87 | -5.1328
6019.41 | 0 |  |  | 1771.57 | -5.1328
10183 | 0 |  |  | 0 | -5.1328
12986.2 | 0 |  |  | 0 | -5.1328
6023.05 | 0 |  |  | 0 | -5.1328
2089.37 | 0 |  |  | 0 | -5.1328
12789.4 | 0 |  |  | 0 | -5.1328
948.699 | 0 |  |  | 0 | -5.1328
475.271 | 0 |  |  | 0 | -5.1328
2280.07 | 0.20671 |  |  | 0 | 174.417
419.44 | 1.1122 |  |  | 0 | 2673.45
0 | 2.1747 |  |  | 0 | 4400.88
0 | 3.0288 |  |  | 0 | 5365.09
0 | 1.7277 |  |  | 0 | 13401.6
0 | 2.4197 |  |  | 0 | 14624.1
2942.65 | 3.9929 |  |  | 0 | 14938.4
4035.45 | 3.7603 |  |  | 0 | 14255.7
3676.05 | 3.2556 |  |  | 1953.7 | 12742.7
8812.7 | 2.5087 |  |  | 882.751 | 10207.5
13602.6 | 1.544 |  |  | 0 | 6665.17
13135.6 | 0.52167 |  |  | 778.058 | 2597.08
9497.34 | 0 |  |  | 3475.51 | 41.3731
14744.6 | 0 |  |  | 0 | -5.1328
15585.4 | 0 |  |  | 0 | -5.1328
7642.27 | 0 |  |  | 0 | -5.1328
7019.84 | 0 |  |  | 0 | -5.1328
10943.2 | 0 |  |  | 0 | -5.1328
11009.6 | 0 |  |  | 0 | -5.1328
13603.1 | 0 |  |  | 0 | -5.1328
15921.7 | 0 |  |  | 0 | -5.1328
16672.6 | 0 |  |  | 0 | -5.1328
18614.3 | 0 |  |  | 0 | -5.1328
22936.9 | 0 |  |  | 0 | -5.1328
20166.6 | 0.1912 |  |  | 0 | 150.042
10721.5 | 1.0567 |  |  | 0 | 3336.9
1789.43 | 1.7358 |  |  | 0 | 7861.75
1722.85 | 2.9083 |  |  | 0 | 11408.4
4446.58 | 3.471 |  |  | 0 | 13968.3
5626.81 | 3.7589 |  |  | 0 | 15323.9
8793.64 | 3.7793 |  |  | 0 | 15623.1
12607.1 | 3.5334 |  |  | 0 | 14961.3
11334.7 | 3.0323 |  |  | 0 | 13310.5
11882.9 | 2.3201 |  |  | 0 | 10684.2
7840.41 | 1.1164 |  |  | 26400.7 | 6911.19
1085.07 | 0.39943 |  |  | 6626.87 | 2592.24
3482.19 | 0 |  |  | 0 | 18.4057
9500.9 | 0 |  |  | 0 | -5.1328
32738.7 | 0 |  |  | 0 | -5.1328
27988.1 | 0 |  |  | 0 | -5.1328
27981.7 | 0 |  |  | 0 | -5.1328
3115.63 | 0 |  |  | 0 | -5.1328
8888 | 0 |  |  | 0 | -5.1328
13391.3 | 0 |  |  | 0 | -5.1328
10230.4 | 0 |  |  | 0 | -5.1328
11523.3 | 0 |  |  | 0 | -5.1328
8815.88 | 0 |  |  | 0 | -5.1328
9461.22 | 0 |  |  | 0 | -5.1328
11099.8 | 0.13008 |  |  | 0 | 150.965
6023.58 | 1.043 |  |  | 0 | 3587.11
1247.69 | 2.0761 |  |  | 0 | 8125.96
2003.08 | 2.9343 |  |  | 0 | 11755.8
7655.88 | 3.5377 |  |  | 3055.6 | 14183.9
7318.7 | 2.3321 |  |  | 4389.88 | 15513.9
15108.2 | 3.9259 |  |  | 5436.42 | 15816.3
16423.9 | 3.6962 |  |  | 6101.9 | 15128.4
14536.9 | 3.2197 |  |  | 7565.53 | 13472.1
9206.66 | 2.4853 |  |  | 6646.71 | 10768.8
7704.45 | 1.5086 |  |  | 4997.21 | 6980.33
10544.8 | 0.48989 |  |  | 11781.4 | 2548.29
18101.6 | 0 |  |  | 19493.4 | -5.1328
16970.8 | 0 |  |  | 22348.7 | -5.1328
11436.7 | 0 |  |  | 7535.83 | -5.1328
6854.01 | 0 |  |  | 946.154 | -5.1328
7064.81 | 0 |  |  | 1838.45 | -5.1328
5299.5 | 0 |  |  | 3529.46 | -5.1328
1091.82 | 0 |  |  | 0 | -5.1328
795.222 | 0 |  |  | 0 | -5.1328
338.835 | 0 |  |  | 13563.6 | -5.1328
0 | 0 |  |  | 0 | -5.1328
0 | 0 |  |  | 5657.18 | -5.1328
0 | 0 |  |  | 4332.48 | -5.1328
0 | 0.17918 |  |  | 4777.49 | 145.084
0 | 1.086 |  |  | 0 | 3440.38
0 | 2.1462 |  |  | 832.575 | 7915.52
0 | 2.1496 |  |  | 9604.96 | 11526.3
0 | 1.4335 |  |  | 15828.2 | 13840.7
0 | 2.9352 |  |  | 13039.5 | 14795.3
91.4049 | 3.9759 |  |  | 14096.2 | 14446.6
93.1691 | 3.756 |  |  | 13537.7 | 14241.1
768.61 | 3.2693 |  |  | 20146.9 | 13032.9
1086.33 | 2.4371 |  |  | 12819.4 | 10608.5
2583.16 | 1.5314 |  |  | 18918.9 | 6830.62
4272.65 | 0.48893 |  |  | 12623 | 2550.2
9476.71 | 0 |  |  | 8762.24 | -5.1328
21346 | 0 |  |  | 22959.3 | -5.1328
28549.9 | 0 |  |  | 23244 | -5.1328
35427.4 | 0 |  |  | 5377.56 | -5.1328
36611 | 0 |  |  | 5464.13 | -5.1328
37350.1 | 0 |  |  | 11873.7 | -5.1328
37125.2 | 0 |  |  | 20589 | -5.1328
36916.2 | 0 |  |  | 5469.89 | -5.1328
35205.3 | 0 |  |  | 979.875 | -5.1328
34906.9 | 0 |  |  | 124.278 | -5.1328
32855.3 | 0 |  |  | 3231.63 | -5.1328
31333.3 | 0 |  |  | 2181.12 | -5.1328
33880.6 | 0.075636 |  |  | 6358.76 | 134.254
29165.6 | 0.40451 |  |  | 2389.96 | 3343.13
12542.5 | 0.32226 |  |  | 0 | 7944.93
7534.07 | 0.69818 |  |  | 714.498 | 11429.6
6552.55 | 1.2153 |  |  | 1651.73 | 13475.2
8128.12 | 1.0525 |  |  | 969.918 | 14882
11877.8 | 1.6175 |  |  | 123.372 | 15579.8
17863 | 1.6961 |  |  | 168.517 | 15048.7
9370.33 | 1.7239 |  |  | 583.405 | 13475.4
14494.8 | 1.4215 |  |  | 0 | 10773.7
7882.49 | 0.75073 |  |  | 0 | 6927.26
6169.09 | 0.25497 |  |  | 0 | 2472.43
7365.76 | 0 |  |  | 0 | -5.1328
5618.29 | 0 |  |  | 15.6689 | -5.1328
3142.48 | 0 |  |  | 0 | -5.1328
4131.83 | 0 |  |  | 0 | -5.1328
1145.73 | 0 |  |  | 0 | -5.1328
0 | 0 |  |  | 0 | -5.1328
0 | 0 |  |  | 0 | -5.1328
0 | 0 |  |  | 0 | -5.1328
848.622 | 0 |  |  | 0 | -5.1328
1907.98 | 0 |  |  | 0 | -5.1328
1995.8 | 0 |  |  | 0 | -5.1328
1458.94 | 0 |  |  | 0 | -5.1328
2110.09 | 0.015778 |  |  | 0 | 126.755
8642.65 | 0.088877 |  |  | 0 | 3428.63
22218.8 | 0.29963 |  |  | 0 | 7755.95
12852 | 0.43442 |  |  | 0 | 11262.6
11718 | 0.69216 |  |  | 0 | 13868.6
8426.88 | 1.2682 |  |  | 0 | 15484.8
5492.91 | 1.6684 |  |  | 0 | 16011.8
5715.65 | 1.2395 |  |  | 1422.96 | 15337.3
429.426 | 0.8916 |  |  | 2119.67 | 13649.1
0 | 0.54518 |  |  | 1502.21 | 10826.2
0 | 0.40201 |  |  | 3238.1 | 6832.85
1861.98 | 0.13513 |  |  | 5884.08 | 2386.59
5652.56 | 0 |  |  | 7912.97 | -5.1328
13204.6 | 0 |  |  | 5963.79 | -5.1328
16959.4 | 0 |  |  | 11292.6 | -5.1328
18297.1 | 0 |  |  | 8813.57 | -5.1328
23020.5 | 0 |  |  | 13957.8 | -5.1328
20089.1 | 0 |  |  | 10887.3 | -5.1328
2713.88 | 0 |  |  | 13806.4 | -5.1328
2201.97 | 0 |  |  | 16962.2 | -5.1328
0 | 0 |  |  | 11125.6 | -5.1328
0 | 0 |  |  | 0 | -5.1328
3374.72 | 0 |  |  | 0 | -5.1328
1491.74 | 0 |  |  | 0 | -5.1328
1097.5 | 0.01538 |  |  | 0 | 126.311
0 | 0.12283 |  |  | 0 | 3351.15
0 | 0.52814 |  |  | 0 | 7702.33
0 | 0.41045 |  |  | 1351.99 | 11217.5
0 | 0.65929 |  |  | 2471.38 | 13158.3
0 | 0.981 |  |  | 467.033 | 14214.1
401.576 | 1.7407 |  |  | 2116.05 | 14903.3
1952.56 | 1.9135 |  |  | 8232.57 | 14450.7
2597.86 | 1.7643 |  |  | 9740.07 | 13009
2918.41 | 0.3012 |  |  | 8613.17 | 10453.4
3513.29 | 0.50046 |  |  | 12071 | 6760.63
3895.01 | 0.1855 |  |  | 8780.42 | 2374.09
16882.2 | 0 |  |  | 14781.5 | -5.1328
25155.6 | 0 |  |  | 17244.3 | -5.1328
33761.3 | 0 |  |  | 16132.7 | -5.1328
35497.9 | 0 |  |  | 11411.5 | -5.1328
38195.3 | 0 |  |  | 9177.92 | -5.1328
39107.3 | 0 |  |  | 0 | -5.1328
39405.6 | 0 |  |  | 0 | -5.1328
39005.1 | 0 |  |  | 0 | -5.1328
38010.8 | 0 |  |  | 0 | -5.1328
37747 | 0 |  |  | 0 | -5.1328
37621 | 0 |  |  | 0 | -5.1328
37782.6 | 0 |  |  | 0 | -5.1328
37807.3 | 0.0057428 |  |  | 0 | 127.129
36122.3 | 0.17706 |  |  | 0 | 3372.81
20097.4 | 0.57407 |  |  | 0 | 7790.85
14373.1 | 0.61069 |  |  | 0 | 11426
18137.1 | 0.72928 |  |  | 0 | 14035.5
25206.5 | 1.0948 |  |  | 0 | 15393
23213 | 0.79506 |  |  | 0 | 15747.9
29573.1 | 0.95325 |  |  | 0 | 15190.6
25979.8 | 0.6268 |  |  | 0 | 13610.8
24207.9 | 0.67899 |  |  | 1285.88 | 10879
23447.9 | 0.36691 |  |  | 2496.41 | 6928.93
25146.1 | 0.092385 |  |  | 3084.78 | 2395.4
30288 | 0 |  |  | 4583.03 | -5.1328
31136.2 | 0 |  |  | 2439.92 | -5.1328
27614.8 | 0 |  |  | 5206.52 | -5.1328
30123.6 | 0 |  |  | 4781.26 | -5.1328
26537.8 | 0 |  |  | 5689.79 | -5.1328
25596.5 | 0 |  |  | 0 | -5.1328
17002 | 0 |  |  | 0 | -5.1328
15856.5 | 0 |  |  | 0 | -5.1328
13714.4 | 0 |  |  | 0 | -5.1328
10537.3 | 0 |  |  | 0 | -5.1328
11835.2 | 0 |  |  | 0 | -5.1328
11061.8 | 0 |  |  | 0 | -5.1328
7862.94 | 0.011534 |  |  | 0 | 133.566
9817.24 | 0.35206 |  |  | 0 | 3626.28
11837.9 | 0.48388 |  |  | 0 | 8325.63
8332.12 | 0.2759 |  |  | 0 | 11800.3
3252.67 | 1.4684 |  |  | 0 | 13751.8
4110.21 | 1.6393 |  |  | 0 | 14689.2
4645.65 | 1.7408 |  |  | 0 | 15225.8
3203.45 | 1.8656 |  |  | 0 | 14722.9
5487.4 | 1.9305 |  |  | 0 | 13012.3
6229.87 | 1.2725 |  |  | 800.223 | 10287.1
5100.54 | 0.7168 |  |  | 318.225 | 6617.75
11109.2 | 0.099521 |  |  | 830.325 | 2297.05
19575.9 | 0 |  |  | 3340.61 | -5.1328
34083.6 | 0 |  |  | 1223.61 | -5.1328
37229.6 | 0 |  |  | 31.7293 | -5.1328
33710.9 | 0 |  |  | 0 | -5.1328
32238.4 | 0 |  |  | 0 | -5.1328
32748.5 | 0 |  |  | 0 | -5.1328
32666.1 | 0 |  |  | 0 | -5.1328
27364.1 | 0 |  |  | 0 | -5.1328
19432.8 | 0 |  |  | 0 | -5.1328
1536.06 | 0 |  |  | 0 | -5.1328
0 | 0 |  |  | 0 | -5.1328
0 | 0 |  |  | 0 | -5.1328
5570.56 | 0.01995 |  |  | 0 | 125.141
1675.69 | 0.12993 |  |  | 0 | 3599.27
0 | 0.28749 |  |  | 0 | 8098.78
0 | 0.56499 |  |  | 0 | 11515.9
1274.33 | 0.71005 |  |  | 0 | 13655.2
558.55 | 0.89146 |  |  | 0 | 14743
1566.76 | 1.3339 |  |  | 0 | 14882.1
1393.1 | 1.9457 |  |  | 0 | 13871.3
1985.54 | 2.1811 |  |  | 0 | 12449.9
9693.17 | 1.1804 |  |  | 0 | 10208.3
18775.8 | 0.86476 |  |  | 0 | 6566.61
22641.9 | 0.3287 |  |  | 0 | 2253.75
28173.6 | 0 |  |  | 3512.91 | -5.1328
15304.7 | 0 |  |  | 5552.8 | -5.1328
10979.3 | 0 |  |  | 4720.79 | -5.1328
7411.87 | 0 |  |  | 0 | -5.1328
14701.7 | 0 |  |  | 0 | -5.1328
23494.4 | 0 |  |  | 0 | -5.1328
12931.4 | 0 |  |  | 0 | -5.1328
20947.4 | 0 |  |  | 0 | -5.1328
10793.3 | 0 |  |  | 0 | -5.1328
22125 | 0 |  |  | 0 | -5.1328
10994 | 0 |  |  | 0 | -5.1328
13240.5 | 0 |  |  | 0 | -5.1328
4718.4 | 0.048154 |  |  | 0 | 113.597
23243.8 | 0.94334 |  |  | 0 | 3522.54
5752.88 | 1.9482 |  |  | 0 | 8071.13
8544.93 | 1.9606 |  |  | 0 | 11419.8
13812.5 | 0.96187 |  |  | 0 | 13498.3
7765.94 | 2.4494 |  |  | 0 | 14723.6
14459.7 | 2.2416 |  |  | 0 | 15253.3
15935.2 | 1.9083 |  |  | 0 | 14501.8
26162.6 | 0.91356 |  |  | 453.247 | 13000
17973.2 | 0.56568 |  |  | 879.716 | 10363.4
10857.3 | 0.49193 |  |  | 2897.28 | 6577.65
14402.4 | 0.013048 |  |  | 3690.94 | 2249.28
12804.3 | 0 |  |  | 3426.49 | -5.1328
3241.25 | 0 |  |  | 2954.91 | -5.1328
7968.17 | 0 |  |  | 1487.92 | -5.1328
8367.26 | 0 |  |  | 1816.14 | -5.1328
2132.52 | 0 |  |  | 2552.51 | -5.1328
4545.19 | 0 |  |  | 2819.91 | -5.1328
7203.38 | 0 |  |  | 1823.39 | -5.1328
6044.62 | 0 |  |  | 0 | -5.1328
10860.2 | 0 |  |  | 0 | -5.1328
8174.88 | 0 |  |  | 5690.84 | -5.1328
6378.04 | 0 |  |  | 1440.13 | -5.1328
10039.9 | 0 |  |  | 9108.88 | -5.1328
6947.19 | 0.093731 |  |  | 3763.78 | 109.516
5290.08 | 0.89538 |  |  | 2366.12 | 3669.36
0 | 0.87383 |  |  | 1225.94 | 8309.57
428.726 | 1.8865 |  |  | 4901.44 | 11710
0 | 1.9358 |  |  | 4513.89 | 13765.9
0 | 2.4286 |  |  | 4357.94 | 14404.6
0 | 2.8053 |  |  | 9275.94 | 14307.6
0 | 1.7978 |  |  | 18608.4 | 13882.1
0 | 1.7638 |  |  | 9277.33 | 12832.2
0 | 1.2384 |  |  | 25331.6 | 10319.3
0 | 1.207 |  |  | 953.484 | 6562.13
0 | 0.30456 |  |  | 0 | 2169.08
0 | 0 |  |  | 0 | -5.1328
0 | 0 |  |  | 0 | -5.1328
0 | 0 |  |  | 0 | -5.1328
1033.46 | 0 |  |  | 0 | -5.1328
1798.02 | 0 |  |  | 0 | -5.1328
4227.46 | 0 |  |  | 0 | -5.1328
15395 | 0 |  |  | 11.6851 | -5.1328
27013.1 | 0 |  |  | 1116.67 | -5.1328
31362.6 | 0 |  |  | 3569.54 | -5.1328
33485.4 | 0 |  |  | 9675.71 | -5.1328
34364.7 | 0 |  |  | 5126.07 | -5.1328
36656 | 0 |  |  | 1563.16 | -5.1328
36556.2 | 0.014653 |  |  | 4777.63 | 105.57
35277.8 | 0.1949 |  |  | 6476.8 | 3589.12
21151 | 0.13897 |  |  | 1727.49 | 8081.84
11856.9 | 0.32892 |  |  | 1134.77 | 11415.8
15417.3 | 1.6859 |  |  | 2274.96 | 13643.5
21158.4 | 1.2928 |  |  | 2021.13 | 14932
25111.8 | 0.76851 |  |  | 477.616 | 15335.8
27668.2 | 1.2581 |  |  | 0 | 9316.65
28817.2 | 0.52381 |  |  | 0 | 10644.2
30918.5 | 1.2475 |  |  | 0 | 7296.44
30846.1 | 0.028189 |  |  | 1855.54 | 3271.98
27617.4 | 0.18835 |  |  | 142.373 | 731.851
34835.9 | 0 |  |  | 25909.4 | -5.1328
39367.2 | 0 |  |  | 12985.6 | -5.1328
39817.8 | 0 |  |  | 14357.6 | -5.1328
39790.8 | 0 |  |  | 4810.45 | -5.1328
39755.6 | 0 |  |  | 10243.9 | -5.1328
39887.6 | 0 |  |  | 5897.79 | -5.1328
39639.6 | 0 |  |  | 0 | -5.1328
40053.4 | 0 |  |  | 0 | -5.1328
39470 | 0 |  |  | 0 | -5.1328
39300.2 | 0 |  |  | 0 | -5.1328
38737 | 0 |  |  | 0 | -5.1328
38383.2 | 0 |  |  | 0 | -5.1328
39593.5 | 0.08825 |  |  | 0 | -5.1328
39096 | 0.12593 |  |  | 0 | 934.007
38557.4 | 0.84372 |  |  | 0 | 3130.45
33189.7 | 1.7792 |  |  | 0 | 7141.26
33100.7 | 3.6311 |  |  | 0 | 10107.1
35548.2 | 2.5196 |  |  | 0 | 8737.71
36185.3 | 2.6892 |  |  | 0 | 10140.7
37701.1 | 3.7539 |  |  | 0 | 7751.26
37739.8 | 3.213 |  |  | 0 | 9222.73
37579.7 | 2.3984 |  |  | 0 | 3811.78
37029.9 | 1.3483 |  |  | 0 | 2301.78
35516.5 | 0.30916 |  |  | 0 | 160.223
37037.4 | 0 |  |  | 0 | -5.1328
38587.4 | 0 |  |  | 3264.28 | -5.1328
37961.5 | 0 |  |  | 1375.97 | -5.1328
39200.3 | 0 |  |  | 0 | -5.1328
39413.3 | 0 |  |  | 0 | -5.1328
39428.4 | 0 |  |  | 0 | -5.1328
39330.2 | 0 |  |  | 0 | -5.1328
38245.8 | 0 |  |  | 0 | -5.1328
36348.2 | 0 |  |  | 0 | -5.1328
34329.4 | 0 |  |  | 0 | -5.1328
29263.4 | 0 |  |  | 0 | -5.1328
25547.2 | 0 |  |  | 0 | -5.1328
21262.5 | 0.084515 |  |  | 0 | 26.8117
25320.6 | 1.0001 |  |  | 0 | 1512.82
8336.6 | 2.0809 |  |  | 0 | 4856.05
4372.61 | 2.9278 |  |  | 0 | 2023.72
3425.82 | 3.5119 |  |  | 0 | 3208.51
1749.44 | 3.8033 |  |  | 0 | 4125.29
863.859 | 3.8224 |  |  | 0 | 4155.86
1026.8 | 3.564 |  |  | 0 | 2347.93
1040.05 | 3.0492 |  |  | 0 | 1004.74
1105.06 | 2.2724 |  |  | 0 | 1071.35
666.061 | 1.2632 |  |  | 0 | 1938.5
1109.59 | 0.2768 |  |  | 937.138 | 12.9031
2784.95 | 0 |  |  | 8176.07 | -5.1328
7078.65 | 0 |  |  | 2456.18 | -5.1328
13995 | 0 |  |  | 0 | -5.1328
11196.3 | 0 |  |  | 0 | -5.1328
10317.5 | 0 |  |  | 0 | -5.1328
7527.49 | 0 |  |  | 0 | -5.1328
5847.04 | 0 |  |  | 0 | -5.1328
5570.35 | 0 |  |  | 0 | -5.1328
9397.23 | 0 |  |  | 0 | -5.1328
13951.4 | 0 |  |  | 0 | -5.1328
11972.2 | 0 |  |  | 0 | -5.1328
13652.6 | 0 |  |  | 0 | -5.1328
15121.8 | 0.079907 |  |  | 0 | -5.1328
14878.5 | 0.97788 |  |  | 0 | 761.902
3352.82 | 2.028 |  |  | 0 | 4585.48
484.229 | 2.874 |  |  | 0 | 9595.5
2102.62 | 3.4159 |  |  | 0 | 11763.7
4708.59 | 3.6649 |  |  | 0 | 10838.2
7814.54 | 3.652 |  |  | 0 | 15019.7
8123.69 | 3.4154 |  |  | 0 | 14223.5
9199.11 | 2.9495 |  |  | 0 | 12501.6
12631.7 | 2.2074 |  |  | 0 | 9777.58
15059.4 | 1.2238 |  |  | 0 | 3849.61
17965.6 | 0.25179 |  |  | 1617.94 | 1831.45
25900.6 | 0 |  |  | 6000.63 | -5.1328
33490.1 | 0 |  |  | 0 | -5.1328
38285.8 | 0 |  |  | 0 | -5.1328
38674.7 | 0 |  |  | 0 | -5.1328
38285.1 | 0 |  |  | 0 | -5.1328
37656 | 0 |  |  | 0 | -5.1328
36707.3 | 0 |  |  | 0 | -5.1328
34861.2 | 0 |  |  | 0 | -5.1328
36663.9 | 0 |  |  | 0 | -5.1328
37654 | 0 |  |  | 0 | -5.1328
37574.1 | 0 |  |  | 0 | -5.1328
38299.6 | 0 |  |  | 0 | -5.1328
38108.9 | 0.079281 |  |  | 0 | 62.8737
38229.9 | 0.94745 |  |  | 0 | 3439.33
34009.2 | 1.9953 |  |  | 0 | 7991.46
23536.5 | 2.8192 |  |  | 0 | 11519.6
19756 | 3.3934 |  |  | 0 | 13831.5
26065.5 | 3.6603 |  |  | 0 | 15105.2
31154.4 | 3.661 |  |  | 0 | 15251.5
36115.9 | 3.4027 |  |  | 0 | 14378
36950.2 | 2.9013 |  |  | 0 | 12631.2
37343.6 | 2.1482 |  |  | 0 | 9940.17
36802.4 | 1.1741 |  |  | 834.812 | 6171.58
27712.6 | 0.22733 |  |  | 1870.63 | 1854.2
34829.9 | 0 |  |  | 4022.69 | -5.1328
37750.4 | 0 |  |  | 0 | -5.1328
38175.1 | 0 |  |  | 0 | -5.1328
38532.4 | 0 |  |  | 0 | -5.1328
38663.3 | 0 |  |  | 0 | -5.1328
38518.9 | 0 |  |  | 0 | -5.1328
38150.9 | 0 |  |  | 0 | -5.1328
39030.4 | 0 |  |  | 0 | -5.1328
39248.9 | 0 |  |  | 0 | -5.1328
37243.9 | 0 |  |  | 0 | -5.1328
37907.1 | 0 |  |  | 0 | -5.1328
39557.2 | 0 |  |  | 0 | -5.1328
39574.4 | 0.066625 |  |  | 0 | 52.1486
37443.5 | 0.92893 |  |  | 0 | 3463.22
35577.6 | 1.9907 |  |  | 0 | 8102.35
38376.3 | 2.8282 |  |  | 0 | 11771.7
38148.5 | 3.4029 |  |  | 0 | 14269
38177.7 | 3.7067 |  |  | 0 | 15588.5
37105.6 | 3.7246 |  |  | 0 | 15867.8
37534.2 | 3.4615 |  |  | 0 | 15045.2
38308 | 2.9455 |  |  | 0 | 13175.8
37282.2 | 2.1721 |  |  | 0 | 10259.4
40053.4 | 1.1678 |  |  | 0 | 6184.69
40053.4 | 0.21593 |  |  | 1348.5 | 1787.2
39067.7 | 0 |  |  | 3644.35 | -5.1328
30595.3 | 0 |  |  | 5747.18 | -5.1328
28039.2 | 0 |  |  | 2242.18 | -5.1328
39596.1 | 0 |  |  | 0 | -5.1328
39990.8 | 0 |  |  | 0 | -5.1328
39985.5 | 0 |  |  | 329.38 | -5.1328
7649.94 | 0 |  |  | 0 | -5.1328
26758 | 0 |  |  | 0 | -5.1328
38132.9 | 0 |  |  | 0 | -5.1328
39430.6 | 0 |  |  | 1811.02 | -5.1328
39595 | 0 |  |  | 0 | -5.1328
39601.8 | 0 |  |  | 0 | -5.1328
39618.6 | 0.065954 |  |  | 0 | 36.8597
38098.5 | 0.94411 |  |  | 0 | 3370.18
15694.7 | 2.0324 |  |  | 0 | 8005.03
4144.98 | 2.8966 |  |  | 0 | 11496.4
10707.5 | 3.4846 |  |  | 0 | 13837.9
19258.2 | 3.7837 |  |  | 0 | 15179.1
13279 | 3.8087 |  |  | 0 | 15469.1
15845.5 | 3.5535 |  |  | 0 | 14736.1
27166.1 | 3.0122 |  |  | 0 | 12940.4
28316.3 | 2.2153 |  |  | 0 | 10127.4
22491.2 | 1.1726 |  |  | 389.677 | 6105.69
4124.78 | 0.19925 |  |  | 2122.22 | 1751.9
15803.4 | 0 |  |  | 5534.32 | -5.1328
4170.82 | 0 |  |  | 7264.3 | -5.1328
9329.38 | 0 |  |  | 4227.43 | -5.1328
24691.9 | 0 |  |  | 5645.38 | -5.1328
27787 | 0 |  |  | 7221.32 | -5.1328
25062.3 | 0 |  |  | 0 | -5.1328
28547.5 | 0 |  |  | 0 | -5.1328
27366.1 | 0 |  |  | 0 | -5.1328
24964 | 0 |  |  | 0 | -5.1328
22517.1 | 0 |  |  | 0 | -5.1328
18596.9 | 0 |  |  | 0 | -5.1328
14841 | 0 |  |  | 0 | -5.1328
17817.5 | 0.051915 |  |  | 0 | 42.5608
20965.7 | 0.88417 |  |  | 0 | 3443.4
12109.1 | 1.9584 |  |  | 0 | 7940.93
2419.83 | 2.8389 |  |  | 0 | 11373.6
2331.76 | 3.418 |  |  | 0 | 13721.6
4126.27 | 3.7409 |  |  | 0 | 15054.2
5337.15 | 3.771 |  |  | 0 | 15432.5
8613.48 | 3.4949 |  |  | 0 | 14790.4
12625.9 | 2.9588 |  |  | 0 | 12942
17187.8 | 2.1369 |  |  | 0 | 10068.9
16635.9 | 1.1055 |  |  | 0 | 6030.35
21837.1 | 0.16159 |  |  | 0 | 1678.8
37352.6 | 0 |  |  | 0 | -5.1328
39366.7 | 0 |  |  | 2084.07 | -5.1328
39837.8 | 0 |  |  | 2003.76 | -5.1328
39526.5 | 0 |  |  | 0 | -5.1328
39746.7 | 0 |  |  | 0 | -5.1328
39908.2 | 0 |  |  | 0 | -5.1328
40050 | 0 |  |  | 0 | -5.1328
39542.7 | 0 |  |  | 0 | -5.1328
39522.6 | 0 |  |  | 0 | -5.1328
39561.6 | 0 |  |  | 0 | -5.1328
39448.3 | 0 |  |  | 0 | -5.1328
38934.1 | 0 |  |  | 0 | -5.1328
37934 | 0.0098749 |  |  | 0 | -5.1328
34209.8 | 0.26219 |  |  | 0 | 3314.06
21413.6 | 1.3434 |  |  | 0 | 7828.61
7695 | 1.6646 |  |  | 0 | 11337.7
5453.18 | 2.0591 |  |  | 0 | 13664.3
4891.3 | 3.3228 |  |  | 0 | 15024.1
6472.69 | 3.3011 |  |  | 0 | 15391.5
6412.29 | 3.1046 |  |  | 0 | 14696
8364.15 | 2.6368 |  |  | 0 | 12903
11224.5 | 1.9068 |  |  | 0 | 10080.6
10083.9 | 0.97533 |  |  | 0 | 6019.51
12979.1 | 0.12474 |  |  | 0 | 1516.15
20795.1 | 0 |  |  | 432.204 | -5.1328
35457 | 0 |  |  | 0 | -5.1328
37157.5 | 0 |  |  | 0 | -5.1328
37013.8 | 0 |  |  | 0 | -5.1328
37680.7 | 0 |  |  | 0 | -5.1328
36708.6 | 0 |  |  | 0 | -5.1328
34849.8 | 0 |  |  | 0 | -5.1328
33019.5 | 0 |  |  | 0 | -5.1328
26338.9 | 0 |  |  | 0 | -5.1328
17204.9 | 0 |  |  | 0 | -5.1328
31261.2 | 0 |  |  | 0 | -5.1328
31896.4 | 0 |  |  | 0 | -5.1328
28190 | 0.017401 |  |  | 0 | -5.1328
36655.7 | 0.38128 |  |  | 0 | 3198.35
24792.2 | 1.3477 |  |  | 0 | 7531.11
10149.1 | 2.1646 |  |  | 0 | 8991.42
14444.2 | 2.2039 |  |  | 0 | 11539.6
17621.2 | 2.1005 |  |  | 0 | 14493.6
22344.4 | 1.665 |  |  | 0 | 15013
24146 | 1.7131 |  |  | 17.5285 | 14422.4
20961.2 | 0.37227 |  |  | 590.226 | 12738
23729.5 | 0.22909 |  |  | 654.667 | 9871.82
23917.6 | 0.38643 |  |  | 2859.05 | 5887.73
28856.3 | 0.042625 |  |  | 2767.58 | 1535.78
16755.6 | 0 |  |  | 4663.92 | -5.1328
29568.1 | 0 |  |  | 5713.96 | -5.1328
25821.4 | 0 |  |  | 1997.24 | -5.1328
32207.5 | 0 |  |  | 0 | -5.1328
28315.1 | 0 |  |  | 0 | -5.1328
27898.6 | 0 |  |  | 0 | -5.1328
23368.8 | 0 |  |  | 0 | -5.1328
20389.9 | 0 |  |  | 0 | -5.1328
10792.6 | 0 |  |  | 0 | -5.1328
5028.02 | 0 |  |  | 0 | -5.1328
848.315 | 0 |  |  | 0 | -5.1328
0 | 0 |  |  | 0 | -5.1328
0 | 0.04423 |  |  | 0 | -5.1328
890.739 | 0.87953 |  |  | 0 | 2070.2
375.457 | 1.9715 |  |  | 0 | 4642.7
565.807 | 2.826 |  |  | 0 | 8433.83
0 | 3.3912 |  |  | 0 | 773.447
0 | 3.6843 |  |  | 0 | 12419.5
1457.33 | 3.686 |  |  | 613.601 | 11482.5
4731.44 | 3.4081 |  |  | 0 | 4526.26
5125.99 | 2.8552 |  |  | 0 | 318.279
6115.03 | 2.0363 |  |  | 0 | 350.907
5561.04 | 1.0126 |  |  | 0 | 5108.44
9808.61 | 0.098907 |  |  | 0 | 1154.09
10611.6 | 0 |  |  | 2827.65 | -5.1328
11223.5 | 0 |  |  | 2726.35 | -5.1328
15931.5 | 0 |  |  | 0 | -5.1328
20137 | 0 |  |  | 0 | -5.1328
12613.6 | 0 |  |  | 0 | -5.1328
11608 | 0 |  |  | 0 | -5.1328
14838 | 0 |  |  | 1081.09 | -5.1328
11479.2 | 0 |  |  | 595.825 | -5.1328
9325.36 | 0 |  |  | 0 | -5.1328
6851.19 | 0 |  |  | 890.508 | -5.1328
4396.4 | 0 |  |  | 127.576 | -5.1328
10513.9 | 0 |  |  | 0 | -5.1328
10839.4 | 0.010054 |  |  | 0 | -5.1328
12272.5 | 0.52386 |  |  | 0 | 3601.85
11869.6 | 0.73218 |  |  | 0 | 8525.73
10032.5 | 1.817 |  |  | 0 | 12491.4
10686.1 | 2.352 |  |  | 0 | 15139.1
3103.62 | 2.7311 |  |  | 0 | 16534.4
9028.85 | 1.7897 |  |  | 0 | 16770.6
12674.5 | 1.5419 |  |  | 0 | 16053.1
5551.14 | 1.8254 |  |  | 0 | 14123.7
12274.7 | 1.1932 |  |  | 0 | 10873.2
35919 | 0.42216 |  |  | 0 | 6450.37
37592.8 | 0.040865 |  |  | 1952.93 | 1615.48
35539.2 | 0 |  |  | 3983.18 | -5.1328
15551.7 | 0 |  |  | 2699.23 | -5.1328
13912.6 | 0 |  |  | 1376.24 | -5.1328
28778.3 | 0 |  |  | 0 | -5.1328
24424.2 | 0 |  |  | 0 | -5.1328
14508.6 | 0 |  |  | 0 | -5.1328
16607.6 | 0 |  |  | 0 | -5.1328
9936.21 | 0 |  |  | 0 | -5.1328
11986.3 | 0 |  |  | 0 | -5.1328
18003.6 | 0 |  |  | 0 | -5.1328
19681.7 | 0 |  |  | 0 | -5.1328
27387.2 | 0 |  |  | 0 | -5.1328
27454.8 | 0 |  |  | 0 | -5.1328
23369.5 | 0.84847 |  |  | 0 | 3721.67
21901.1 | 1.9257 |  |  | 0 | 8634.37
27467.6 | 2.8178 |  |  | 0 | 12411.4
26947.2 | 3.4272 |  |  | 0 | 14867.2
25883 | 3.7295 |  |  | 0 | 16030.9
28234.9 | 3.7351 |  |  | 4.2123 | 16079.5
31758.6 | 3.4403 |  |  | 0 | 15159.6
36536.9 | 2.8785 |  |  | 0 | 13205.7
32070.2 | 1.3568 |  |  | 0 | 10253.2
38008.6 | 0.97507 |  |  | 0 | 6057.19
37916 | 0.069653 |  |  | 5909.54 | 1415.35
39341.8 | 0 |  |  | 0 | -5.1328
38040.6 | 0 |  |  | 0 | -5.1328
37012.3 | 0 |  |  | 0 | -5.1328
39309.1 | 0 |  |  | 0 | -5.1328
38345.4 | 0 |  |  | 48.7939 | -5.1328
39560.5 | 0 |  |  | 0 | -5.1328
39889.8 | 0 |  |  | 0 | -5.1328
38410.7 | 0 |  |  | 0 | -5.1328
37939.6 | 0 |  |  | 0 | -5.1328
32727.9 | 0 |  |  | 0 | -5.1328
35081.2 | 0 |  |  | 0 | -5.1328
35045.3 | 0 |  |  | 0 | -5.1328
37637.5 | 0 |  |  | 0 | -5.1328
35320.7 | 0.1107 |  |  | 0 | 3345.2
36797.4 | 0.26142 |  |  | 0 | 8090.18
36965 | 0.33304 |  |  | 0 | 11815.6
32885.2 | 0.27305 |  |  | 0 | 14198.1
28561.9 | 0.52592 |  |  | 0 | 15440.9
21423.4 | 0.79146 |  |  | 0 | 15699.8
18840.8 | 0.47786 |  |  | 0 | 14854.4
14956.6 | 0.27785 |  |  | 0 | 13135.3
12330.7 | 1.1298 |  |  | 0 | 10136
10224 | 0.69944 |  |  | 921.174 | 4505.42
17687.7 | 0.047836 |  |  | 6380.57 | 1045.13
11043.1 | 0 |  |  | 5554.11 | -5.1328
11279.4 | 0 |  |  | 4647.81 | -5.1328
12826.1 | 0 |  |  | 9918.69 | -5.1328
15074.5 | 0 |  |  | 3439.88 | -5.1328
14357.6 | 0 |  |  | 0 | -5.1328
7150.35 | 0 |  |  | 0 | -5.1328
3585.97 | 0 |  |  | 0 | -5.1328
2992.72 | 0 |  |  | 0 | -5.1328
2944.7 | 0 |  |  | 0 | -5.1328
3054.93 | 0 |  |  | 0 | -5.1328
3856.09 | 0 |  |  | 0 | -5.1328
8025.35 | 0 |  |  | 0 | -5.1328
7667.15 | 0 |  |  | 0 | -5.1328
13170.6 | 0.33415 |  |  | 0 | 3360.16
13244.4 | 1.1437 |  |  | 0 | 7941.47
14798.6 | 1.5067 |  |  | 0 | 9624.48
15911.6 | 2.3691 |  |  | 0 | 14549.6
15345.5 | 1.5916 |  |  | 8548.59 | 15611
13108.7 | 1.2901 |  |  | 10942.2 | 15738.2
13611.4 | 1.0179 |  |  | 16420.7 | 14987.8
21583 | 0.60832 |  |  | 17296.5 | 13186.5
23176.7 | 0.46776 |  |  | 20836.5 | 10254
12537.6 | 0.07563 |  |  | 23965.7 | 6011.25
6760.94 | 0.004968 |  |  | 17161.9 | 1372
9889.58 | 0 |  |  | 10931.4 | -5.1328
18928.2 | 0 |  |  | 8226.88 | -5.1328
21478.6 | 0 |  |  | 11974 | -5.1328
24091.3 | 0 |  |  | 5796.93 | -5.1328
23437.8 | 0 |  |  | 651.796 | -5.1328
17793.9 | 0 |  |  | 2560.35 | -5.1328
17233.9 | 0 |  |  | 2848.88 | -5.1328
14772.1 | 0 |  |  | 1327.32 | -5.1328
20530.2 | 0 |  |  | 6765.82 | -5.1328
18927.1 | 0 |  |  | 20866 | -5.1328
10828.9 | 0 |  |  | 21164 | -5.1328
5973.43 | 0 |  |  | 32152.7 | -5.1328
5309.1 | 0 |  |  | 26670.4 | -5.1328
6822.61 | 0.083566 |  |  | 32725.4 | 3661.38
2104.5 | 0.5731 |  |  | 5436.74 | 8561.59
0 | 0.39471 |  |  | 15212.8 | 12190.6
0 | 0.50033 |  |  | 0 | 14472.8
0 | 0.53015 |  |  | 0 | 15646.6
0 | 0.93096 |  |  | 4668.62 | 15715.5
0 | 0.89165 |  |  | 16582.2 | 14752.8
0 | 0.55246 |  |  | 22643.8 | 12733.9
0 | 0.36923 |  |  | 15676.2 | 9778.78
0 | 0.15915 |  |  | 12169.8 | 5658.04
0 | 0.010232 |  |  | 7908.66 | 1222.81
0 | 0 |  |  | 34239 | -5.1328
2658.85 | 0 |  |  | 32300.5 | -5.1328
9538.32 | 0 |  |  | 35836.4 | -5.1328
23434.7 | 0 |  |  | 6090.77 | -5.1328
33776.4 | 0 |  |  | 14038 | -5.1328
37702.3 | 0 |  |  | 1092.25 | -5.1328
38058.6 | 0 |  |  | 6341.15 | -5.1328
38477.7 | 0 |  |  | 5884 | -5.1328
39237.3 | 0 |  |  | 7626.28 | -5.1328
39390.5 | 0 |  |  | 5903.36 | -5.1328
39270.6 | 0 |  |  | 0 | -5.1328
39240.6 | 0 |  |  | 0 | -5.1328
39294.3 | 0 |  |  | 0 | -5.1328
39837.9 | 0.82052 |  |  | 0 | 2243.05
39438.6 | 1.9389 |  |  | 646.724 | 5998.25
38749.7 | 2.8529 |  |  | 0 | 10278.8
34646.7 | 3.462 |  |  | 0 | 12057.1
35884.1 | 3.7774 |  |  | 3696.45 | 14520.7
36512 | 3.7887 |  |  | 3569.15 | 14216.1
37978.4 | 3.489 |  |  | 2970.87 | 13521.8
38090.4 | 2.9063 |  |  | 2064.45 | 12035.8
37364.4 | 2.0168 |  |  | 3590.92 | 9295.31
35405.8 | 0.93139 |  |  | 2495.91 | 5364.91
36458.1 | 0.046277 |  |  | 4102.46 | 1080.42
39440.7 | 0 |  |  | 3813.92 | -5.1328
39988.6 | 0 |  |  | 1386.15 | -5.1328
39851.5 | 0 |  |  | 0 | -5.1328
40053.4 | 0 |  |  | 0 | -5.1328
40053.4 | 0 |  |  | 0 | -5.1328
39717 | 0 |  |  | 0 | -5.1328
39755.6 | 0 |  |  | 0 | -5.1328
39699.2 | 0 |  |  | 0 | -5.1328
39323.6 | 0 |  |  | 0 | -5.1328
38789.7 | 0 |  |  | 0 | -5.1328
38335.7 | 0 |  |  | 0 | -5.1328
37470.8 | 0 |  |  | 0 | -5.1328
36692.9 | 0 |  |  | 0 | -5.1328
36478.3 | 0.82249 |  |  | 0 | 3095.31
29418.5 | 1.9599 |  |  | 0 | 7501.87
12049.1 | 2.8537 |  |  | 0 | 11002.9
5370.96 | 3.4595 |  |  | 0 | 13578.3
3699.63 | 3.754 |  |  | 0 | 14876.9
4013.39 | 3.7643 |  |  | 0 | 15254.9
3248.35 | 3.4634 |  |  | 2410.26 | 14476
4131.59 | 2.8721 |  |  | 2916.28 | 12750.6
4377.14 | 2.0096 |  |  | 5015.6 | 9618.67
3106.35 | 0.92521 |  |  | 6632.28 | 5449.47
8328.73 | 0 |  |  | 10305 | 1083.18
15296.7 | 0 |  |  | 4892.7 | -5.1328
18804.3 | 0 |  |  | 1940.09 | -5.1328
27488.1 | 0 |  |  | 15700.6 | -5.1328
34429.7 | 0 |  |  | 2029.67 | -5.1328
35772.2 | 0 |  |  | 0 | -5.1328
35370.3 | 0 |  |  | 221.972 | -5.1328
34168.5 | 0 |  |  | 1048.58 | -5.1328
34078.8 | 0 |  |  | 157.247 | -5.1328
34695 | 0 |  |  | 1532.38 | -5.1328
33055.8 | 0 |  |  | 3000.52 | -5.1328
31574.2 | 0 |  |  | 3766.27 | -5.1328
30601 | 0 |  |  | 1186.27 | -5.1328
31918.6 | 0 |  |  | 1112.78 | -5.1328
30708.3 | 0.78467 |  |  | 2411.48 | 3122.91
24651.2 | 1.9017 |  |  | 4337.33 | 7775.63
10619.3 | 2.7996 |  |  | 3478.28 | 11456.1
8961.44 | 3.3839 |  |  | 432.958 | 13948.9
9645.12 | 3.6831 |  |  | 2411.98 | 15400.7
11430.1 | 3.691 |  |  | 4178.83 | 15644
22230.9 | 3.405 |  |  | 3394.3 | 14855.3
23501.2 | 2.8249 |  |  | 3579.46 | 12957.9
11910.6 | 1.9645 |  |  | 3417.71 | 9812.62
16994.5 | 0.88959 |  |  | 0 | 5566.55
21862 | 0 |  |  | 1145.47 | 1056.02
31745.8 | 0 |  |  | 0 | -5.1328
37433.2 | 0 |  |  | 5348.38 | -5.1328
37264.8 | 0 |  |  | 1697.71 | -5.1328
33680.1 | 0 |  |  | 0 | -5.1328
35527.8 | 0 |  |  | 0 | -5.1328
38471.2 | 0 |  |  | 0 | -5.1328
36075.7 | 0 |  |  | 0 | -5.1328
35372.1 | 0 |  |  | 0 | -5.1328
37210 | 0 |  |  | 0 | -5.1328
37506.2 | 0 |  |  | 189.062 | -5.1328
38066.9 | 0 |  |  | 0 | -5.1328
38187.8 | 0 |  |  | 0 | -5.1328
36863.4 | 0 |  |  | 0 | -5.1328
37867.8 | 0.7805 |  |  | 6546.56 | 3473.73
38672 | 1.8966 |  |  | 2999.9 | 8192.03
33160.6 | 2.7724 |  |  | 2355.94 | 11767.4
30420.5 | 3.3584 |  |  | 1777.96 | 14148.5
33279.8 | 3.6504 |  |  | 502.196 | 15236.5
36806.8 | 3.6367 |  |  | 291.81 | 15319.1
37403.9 | 3.3253 |  |  | 0 | 14432.6
35974.8 | 2.7418 |  |  | 0 | 12517.8
35394.8 | 1.8587 |  |  | 0 | 9552.34
38599.3 | 0.79944 |  |  | 0 | 5369.01
40053.4 | 0 |  |  | 340.791 | 946.07
40052.4 | 0 |  |  | 0 | -5.1328
40053.4 | 0 |  |  | 0 | -5.1328
40053.4 | 0 |  |  | 589.429 | -5.1328
40053.4 | 0 |  |  | 0 | -5.1328
39594.1 | 0 |  |  | 0 | -5.1328
39680.7 | 0 |  |  | 0 | -5.1328
34353.1 | 0 |  |  | 0 | -5.1328
34827.5 | 0 |  |  | 1111.91 | -5.1328
37139.4 | 0 |  |  | 1594.14 | -5.1328
37137.9 | 0 |  |  | 880.604 | -5.1328
33074.6 | 0 |  |  | 1084.61 | -5.1328
27744.1 | 0 |  |  | 0 | -5.1328
34548 | 0 |  |  | 0 | -5.1328
33443.8 | 0.43377 |  |  | 0 | 3254.71
27137.9 | 1.6993 |  |  | 0 | 7923.68
26716.2 | 2.5485 |  |  | 0 | 11368.7
22387.7 | 3.1044 |  |  | 0 | 10566
24039.5 | 2.9229 |  |  | 0 | 14877.1
27083.2 | 3.3656 |  |  | 0 | 7956.04
28058 | 1.7239 |  |  | 0 | 10169.8
22709.2 | 1.1096 |  |  | 0 | 12873
20790.8 | 0.99311 |  |  | 0 | 9826.19
22741.8 | 0.5126 |  |  | 720.885 | 5690.02
14465.7 | 0 |  |  | 0 | 1022.95
11522.1 | 0 |  |  | 0 | -5.1328
23921.9 | 0 |  |  | 0 | -5.1328
36882.4 | 0 |  |  | 398.721 | -5.1328
35024.5 | 0 |  |  | 0 | -5.1328
33204.3 | 0 |  |  | 0 | -5.1328
25527.6 | 0 |  |  | 0 | -5.1328
24468.7 | 0 |  |  | 0 | -5.1328
21141.6 | 0 |  |  | 0 | -5.1328
15634.1 | 0 |  |  | 0 | -5.1328
12372.2 | 0 |  |  | 0 | -5.1328
6304.55 | 0 |  |  | 0 | -5.1328
4217.93 | 0 |  |  | 0 | -5.1328
2003.34 | 0 |  |  | 0 | -5.1328
2551.28 | 0.58321 |  |  | 0 | 3453.07
2737.92 | 1.5393 |  |  | 0 | 8288.53
0 | 2.3394 |  |  | 0 | 12017.6
0 | 2.8605 |  |  | 0 | 14243.7
0 | 0.88805 |  |  | 0 | 15143.2
0 | 1.7221 |  |  | 0 | 15198.6
0 | 0.84903 |  |  | 0 | 14446.9
0 | 0.45591 |  |  | 0 | 12669.9
0 | 0.74451 |  |  | 1779.9 | 9772.5
0 | 0.051798 |  |  | 1131.39 | 5579.64
0 | 0 |  |  | 0 | 914.559
0 | 0 |  |  | 0 | -5.1328
0 | 0 |  |  | 0 | -5.1328
2231.18 | 0 |  |  | 970.947 | -5.1328
2087.13 | 0 |  |  | 1065.15 | -5.1328
3384.68 | 0 |  |  | 0 | -5.1328
4223.98 | 0 |  |  | 0 | -5.1328
2784.34 | 0 |  |  | 0 | -5.1328
3078.05 | 0 |  |  | 0 | -5.1328
2366.41 | 0 |  |  | 0 | -5.1328
2121.8 | 0 |  |  | 0 | -5.1328
6315.6 | 0 |  |  | 0 | -5.1328
10470.8 | 0 |  |  | 0 | -5.1328
16260.2 | 0 |  |  | 0 | -5.1328
19591.5 | 0.013679 |  |  | 0 | 3380.22
14156.3 | 0.15825 |  |  | 0 | 8090.9
8122.67 | 0.64835 |  |  | 0 | 11658
2622.52 | 0.92297 |  |  | 0 | 13973.6
3639.74 | 0.53356 |  |  | 0 | 15081
6512.04 | 0.2515 |  |  | 0 | 15149.8
7774.06 | 0.30391 |  |  | 0 | 14365.4
10880.1 | 0.40447 |  |  | 0 | 12605.2
12919.4 | 0.34486 |  |  | 0 | 9709.96
16040.8 | 0.10791 |  |  | 0 | 5482.03
29594.2 | 0 |  |  | 1172.46 | 807.112
36635.1 | 0 |  |  | 2847.39 | -5.1328
34421 | 0 |  |  | 918.562 | -5.1328
28986.7 | 0 |  |  | 3633.38 | -5.1328
29549.5 | 0 |  |  | 7132.84 | -5.1328
33361.2 | 0 |  |  | 0 | -5.1328
32101.6 | 0 |  |  | 611.423 | -5.1328
35758.9 | 0 |  |  | 0 | -5.1328
37123 | 0 |  |  | 0 | -5.1328
37189.8 | 0 |  |  | 0 | -5.1328
36514.1 | 0 |  |  | 0 | -5.1328
32129.4 | 0 |  |  | 0 | -5.1328
31710.1 | 0 |  |  | 0 | -5.1328
30298.2 | 0 |  |  | 0 | -5.1328
31484.4 | 0.039477 |  |  | 0 | 3430.74
33221 | 0.21053 |  |  | 0 | 8197.79
34683.4 | 0.35168 |  |  | 0 | 11766.2
34400.2 | 0.68856 |  |  | 0 | 13952.5
35053.4 | 0.91006 |  |  | 0 | 14843.5
31124 | 0.62385 |  |  | 0 | 15330.7
30989.8 | 0.50295 |  |  | 0 | 14578
31965.3 | 0.50046 |  |  | 0 | 12675
31845.4 | 0.33339 |  |  | 0 | 9709.04
32416.9 | 0.10333 |  |  | 0 | 5435.93
33570.8 | 0 |  |  | 137.867 | 671.938
33391.9 | 0 |  |  | 0 | -5.1328
30524.2 | 0 |  |  | 554.824 | -5.1328
24462.8 | 0 |  |  | 0 | -5.1328
20792.1 | 0 |  |  | 0 | -5.1328
22706.1 | 0 |  |  | 0 | -5.1328
25927.2 | 0 |  |  | 0 | -5.1328
22564.6 | 0 |  |  | 0 | -5.1328
11817 | 0 |  |  | 0 | -5.1328
5716.11 | 0 |  |  | 0 | -5.1328
7586.9 | 0 |  |  | 0 | -5.1328
5467.1 | 0 |  |  | 0 | -5.1328
7352.84 | 0 |  |  | 0 | -5.1328
3266.61 | 0 |  |  | 0 | -5.1328
2631.5 | 0.27764 |  |  | 0 | 3346.14
599.915 | 1.2024 |  |  | 0 | 8142.18
0 | 2.5149 |  |  | 0 | 11913.4
0 | 3.0968 |  |  | 0 | 14229.8
0 | 3.0785 |  |  | 0 | 12632.1
631.728 | 3.3938 |  |  | 0 | 15068.5
938.414 | 3.0768 |  |  | 0 | 11137.3
845.485 | 2.4835 |  |  | 0 | 10026.8
909.861 | 1.6208 |  |  | 728.794 | 9451.58
2441.94 | 0.61711 |  |  | 810.818 | 3736.75
5057.69 | 0 |  |  | 5182.52 | 385.842
10653 | 0 |  |  | 3955.04 | -5.1328
12202.1 | 0 |  |  | 6888.26 | -5.1328
14988.1 | 0 |  |  | 4889.38 | -5.1328
15060.3 | 0 |  |  | 0 | -5.1328
13684.5 | 0 |  |  | 0 | -5.1328
12602.3 | 0 |  |  | 0 | -5.1328
9694.95 | 0 |  |  | 0 | -5.1328
7301.87 | 0 |  |  | 0 | -5.1328
7249.43 | 0 |  |  | 0 | -5.1328
6122.31 | 0 |  |  | 0 | -5.1328
3340.09 | 0 |  |  | 0 | -5.1328
1822.3 | 0 |  |  | 0 | -5.1328
110.953 | 0 |  |  | 0 | -5.1328
0 | 0.53544 |  |  | 0 | 3253.05
0 | 0.60566 |  |  | 0 | 8148.6
0 | 1.5593 |  |  | 0 | 12045.5
0 | 2.0392 |  |  | 0 | 14610.8
2021.25 | 1.6964 |  |  | 0 | 15923.5
5038.67 | 3.0181 |  |  | 0 | 16020.8
9238.11 | 1.3062 |  |  | 0 | 14969.6
15387.2 | 1.5375 |  |  | 212.234 | 13057.6
14846.7 | 0.87384 |  |  | 0 | 9814.59
15070.5 | 0.59756 |  |  | 1165.15 | 5334.7
22686.1 | 0 |  |  | 3869.46 | 568.873
17655.3 | 0 |  |  | 15487.8 | -5.1328
16082.1 | 0 |  |  | 16006.1 | -5.1328
9924.22 | 0 |  |  | 0 | -5.1328
6670.18 | 0 |  |  | 31.418 | -5.1328
5824.96 | 0 |  |  | 0 | -5.1328
7088.21 | 0 |  |  | 0 | -5.1328
14933.7 | 0 |  |  | 0 | -5.1328
17086.2 | 0 |  |  | 0 | -5.1328
19069.2 | 0 |  |  | 0 | -5.1328
16357.7 | 0 |  |  | 0 | -5.1328
11815 | 0 |  |  | 0 | -5.1328
8611.58 | 0 |  |  | 0 | -5.1328
10897.2 | 0 |  |  | 9738.31 | -5.1328
8081.54 | 0.41098 |  |  | 3689.97 | 3212.27
3749.81 | 1.5869 |  |  | 1031.7 | 8014.79
776.726 | 2.4045 |  |  | 651.834 | 11728.9
0 | 2.9447 |  |  | 900.704 | 13972.6
0 | 3.2125 |  |  | 0 | 15075.2
1728.03 | 3.2111 |  |  | 0 | 15258.8
6697.71 | 2.9468 |  |  | 0 | 14365.1
15587.9 | 2.4104 |  |  | 0 | 12555.1
12588.3 | 1.5951 |  |  | 0 | 9385.02
12558.4 | 0.61824 |  |  | 0 | 5066.66
2895.86 | 0 |  |  | 0 | 456.011
36891.8 | 0 |  |  | 0 | -5.1328
5187.21 | 0 |  |  | 0 | -5.1328
0 | 0 |  |  | 512.724 | -5.1328
1011.62 | 0 |  |  | 0 | -5.1328
0 | 0 |  |  | 0 | -5.1328
0 | 0 |  |  | 0 | -5.1328
2221.42 | 0 |  |  | 0 | -5.1328
5458.59 | 0 |  |  | 0 | -5.1328
6711 | 0 |  |  | 0 | -5.1328
5318.95 | 0 |  |  | 0 | -5.1328
2684.06 | 0 |  |  | 0 | -5.1328
2751.16 | 0 |  |  | 0 | -5.1328
1704.16 | 0 |  |  | 0 | -5.1328
829.849 | 0.55867 |  |  | 0 | 3110.44
3314.47 | 1.574 |  |  | 0 | 8020.89
683.622 | 2.4352 |  |  | 0 | 11931.8
618.794 | 3.0206 |  |  | 0 | 14469.6
2466.66 | 3.282 |  |  | 0 | 15759.1
6.8972 | 3.2641 |  |  | 1000.08 | 16011.4
2831.11 | 2.9601 |  |  | 2880.75 | 15047
2165.81 | 2.3671 |  |  | 1948.14 | 13109.3
2233.25 | 1.5382 |  |  | 0 | 9843.25
14735.3 | 0.56657 |  |  | 3632.15 | 5348.07
3828.5 | 0 |  |  | 10769.2 | 533.83
1236.15 | 0 |  |  | 26990.9 | -5.1328
1401.54 | 0 |  |  | 37948.6 | -5.1328
680.765 | 0 |  |  | 29416.5 | -5.1328
4485.31 | 0 |  |  | 9990.58 | -5.1328
1894.79 | 0 |  |  | 30832.3 | -5.1328
0 | 0 |  |  | 27930.5 | -5.1328
0 | 0 |  |  | 27835.7 | -5.1328
0 | 0 |  |  | 9900.16 | -5.1328
0 | 0 |  |  | 7821.06 | -5.1328
0 | 0 |  |  | 1515.83 | -5.1328
0 | 0 |  |  | 44.7607 | -5.1328
0 | 0 |  |  | 2162.16 | -5.1328
682.149 | 0 |  |  | 14775.4 | -5.1328
616.268 | 0.57956 |  |  | 22891.7 | 3502.89
956.641 | 1.6893 |  |  | 22857.3 | 8543.43
0 | 2.6018 |  |  | 2383.69 | 12212.1
0 | 3.2278 |  |  | 1492.86 | 14655.2
0 | 3.5432 |  |  | 0 | 15843
0 | 3.5401 |  |  | 0 | 15942.1
1392.43 | 3.2274 |  |  | 0 | 14883.6
2660.29 | 2.6229 |  |  | 0 | 12784.6
1487.19 | 1.7322 |  |  | 0 | 9417.55
3746.69 | 0.64689 |  |  | 0 | 5065.69
3345.5 | 0 |  |  | 584.778 | 434.665
15984.5 | 0 |  |  | 0 | -5.1328
16545.2 | 0 |  |  | 635.562 | -5.1328
19843.4 | 0 |  |  | 0 | -5.1328
34825 | 0 |  |  | 0 | -5.1328
30511.7 | 0 |  |  | 0 | -5.1328
30440.2 | 0 |  |  | 0 | -5.1328
23943.4 | 0 |  |  | 0 | -5.1328
24188 | 0 |  |  | 0 | -5.1328
23422.1 | 0 |  |  | 0 | -5.1328
18394.4 | 0 |  |  | 0 | -5.1328
18475.4 | 0 |  |  | 0 | -5.1328
16970.5 | 0 |  |  | 0 | -5.1328
11948.6 | 0 |  |  | 0 | -5.1328
15463.2 | 0.56983 |  |  | 0 | 3025.83
16380.6 | 1.6459 |  |  | 0 | 7724.49
13483 | 2.565 |  |  | 0 | 11227.7
14833.1 | 3.1647 |  |  | 0 | 13444.7
15924.6 | 3.4701 |  |  | 0 | 14562.4
22586.7 | 3.4732 |  |  | 0 | 14666.8
23047.8 | 3.1621 |  |  | 0 | 13684.1
21918.6 | 2.55 |  |  | 1808.87 | 11935.4
23611.7 | 1.6613 |  |  | 3801.69 | 9070.3
23412.4 | 0.58707 |  |  | 5574.34 | 4953.89
23450 | 0 |  |  | 5494.11 | 430.578
25401.1 | 0 |  |  | 9050.72 | -5.1328
17041 | 0 |  |  | 15398.9 | -5.1328
18993.2 | 0 |  |  | 6683.04 | -5.1328
12609.4 | 0 |  |  | 0 | -5.1328
8444.04 | 0 |  |  | 0 | -5.1328
9340.83 | 0 |  |  | 1789.45 | -5.1328
6410.48 | 0 |  |  | 608.619 | -5.1328
3812.47 | 0 |  |  | 0 | -5.1328
1719.96 | 0 |  |  | 0 | -5.1328
1089.42 | 0 |  |  | 0 | -5.1328
1124.31 | 0 |  |  | 0 | -5.1328
578.569 | 0 |  |  | 942.065 | -5.1328
993.266 | 0 |  |  | 3422.26 | -5.1328
1706.73 | 0.42246 |  |  | 4370.06 | 2888.93
764.439 | 0.39806 |  |  | 5146.55 | 7454.97
0 | 2.2028 |  |  | 4979.32 | 10987.5
0 | 2.7805 |  |  | 5791.93 | 13164
1707.07 | 2.4397 |  |  | 11112.3 | 14125
2065.24 | 2.4271 |  |  | 14908.5 | 14302.8
1875.67 | 2.1676 |  |  | 12840.1 | 13646.1
2216.4 | 2.0592 |  |  | 7839.15 | 11842.2
1795.79 | 1.0324 |  |  | 10093 | 8821.79
956.872 | 0.18339 |  |  | 6888.62 | 4565.73
1265.2 | 0 |  |  | 9271.31 | 278.324
849.923 | 0 |  |  | 11534.4 | -5.1328
13952.8 | 0 |  |  | 3592.19 | -5.1328
6906.17 | 0 |  |  | 3200.19 | -5.1328
10593 | 0 |  |  | 6476.7 | -5.1328
9801.81 | 0 |  |  | 2048.83 | -5.1328
9849.06 | 0 |  |  | 2997.8 | -5.1328
10194.2 | 0 |  |  | 1910.14 | -5.1328
7823.77 | 0 |  |  | 0 | -5.1328
3340.36 | 0 |  |  | 0 | -5.1328
2709.83 | 0 |  |  | 2085.4 | -5.1328
2731.84 | 0 |  |  | 1776.27 | -5.1328
3664.11 | 0 |  |  | 0 | -5.1328
3096.54 | 0 |  |  | 0 | -5.1328
4880.35 | 0.38636 |  |  | 0 | 2898.92
9665.29 | 0.65453 |  |  | 0 | 7142.18
6068.72 | 2.1214 |  |  | 0 | 10104.4
9922.55 | 2.677 |  |  | 0 | 12011.2
7332.33 | 2.9403 |  |  | 0 | 11827.2
5759.29 | 2.839 |  |  | 0 | 14643.5
6507.36 | 2.5784 |  |  | 27409.1 | 13904
5581.11 | 2.0649 |  |  | 27131.2 | 12137.9
7629.77 | 1.2898 |  |  | 35049 | 9058.35
10499.5 | 0.41113 |  |  | 34998.2 | 4740.61
8521.89 | 0 |  |  | 15872.9 | 246.623
22237.5 | 0 |  |  | 35893.8 | -5.1328
12332.8 | 0 |  |  | 31412.8 | -5.1328
12804.6 | 0 |  |  | 28954.3 | -5.1328
14902.7 | 0 |  |  | 13610.2 | -5.1328
16921.8 | 0 |  |  | 12817.4 | -5.1328
16429.8 | 0 |  |  | 5397.33 | -5.1328
10767.7 | 0 |  |  | 19927.9 | -5.1328
7408.12 | 0 |  |  | 28619.8 | -5.1328
7605.53 | 0 |  |  | 25679.9 | -5.1328
6781.63 | 0 |  |  | 6381.91 | -5.1328
6061.16 | 0 |  |  | 3885.64 | -5.1328
4738.35 | 0 |  |  | 7856.73 | -5.1328
3544 | 0 |  |  | 16361.5 | -5.1328
5410.14 | 0.37788 |  |  | 20418.9 | 1964.49
6434.76 | 1.269 |  |  | 14871 | 5871.89
3224.25 | 0.43661 |  |  | 3846.79 | 7848.57
5451.39 | 0.46688 |  |  | 2262.92 | 7268.06
7390.48 | 0.53376 |  |  | 8185.89 | 8700.06
8254.8 | 0.94642 |  |  | 9381.29 | 10703.8
12126.9 | 0.54965 |  |  | 15819.6 | 7880.56
11749.2 | 0.22701 |  |  | 11221.6 | 5997.92
10710.6 | 0.14338 |  |  | 22667.4 | 1815.41
11094.8 | 0.06103 |  |  | 9823.16 | 796.839
7834.45 | 0 |  |  | 8432.76 | -5.1328
18529.2 | 0 |  |  | 12876.1 | -5.1328
16861.9 | 0 |  |  | 11879.1 | -5.1328
13845.5 | 0 |  |  | 2120.69 | -5.1328
7920.43 | 0 |  |  | 3820.99 | -5.1328
3684.84 | 0 |  |  | 457.747 | -5.1328
4669.79 | 0 |  |  | 0 | -5.1328
5676.87 | 0 |  |  | 0 | -5.1328
5990.75 | 0 |  |  | 15845 | -5.1328
7364.69 | 0 |  |  | 8487.94 | -5.1328
7376.25 | 0 |  |  | 9450.17 | -5.1328
7436.47 | 0 |  |  | 3317.29 | -5.1328
11362.7 | 0 |  |  | 5712.32 | -5.1328
13978.2 | 0 |  |  | 0 | -5.1328
22072.4 | 0.2912 |  |  | 0 | 2639.85
29734.3 | 0.12528 |  |  | 0 | 7374.89
27171.1 | 0.27205 |  |  | 150.291 | 11139.8
19489.9 | 0.5869 |  |  | 4851.19 | 13623.3
24408 | 0.43925 |  |  | 8049.36 | 14685.9
26701.5 | 0.36373 |  |  | 6734.02 | 14718.6
28946.1 | 0.49185 |  |  | 4636.25 | 13849.5
28921.7 | 1.7785 |  |  | 4832.57 | 11961.1
32673.1 | 0.70176 |  |  | 3372.45 | 8871.51
32502.1 | 0.084706 |  |  | 5860.93 | 4625.18
37613.2 | 0 |  |  | 4958.3 | 201.229
39575.8 | 0 |  |  | 21367.2 | -5.1328
38675.3 | 0 |  |  | 15943.5 | -5.1328
37917.5 | 0 |  |  | 6872.63 | -5.1328
33007.7 | 0 |  |  | 0 | -5.1328
36977.7 | 0 |  |  | 0 | -5.1328
31022.6 | 0 |  |  | 0 | -5.1328
30526.3 | 0 |  |  | 0 | -5.1328
38982.4 | 0 |  |  | 0 | -5.1328
36822.2 | 0 |  |  | 0 | -5.1328
37442.8 | 0 |  |  | 0 | -5.1328
37410.3 | 0 |  |  | 0 | -5.1328
36207 | 0 |  |  | 0 | -5.1328
32878.7 | 0 |  |  | 0 | -5.1328
21644.3 | 0.0092372 |  |  | 0 | 2900.9
19419.2 | 0.050038 |  |  | 0 | 7611.61
14721.2 | 0.25422 |  |  | 0 | 11114.5
10842.4 | 0.23711 |  |  | 0 | 13085.1
11710.8 | 0.4881 |  |  | 0 | 14472.1
11066.1 | 0.60747 |  |  | 1753.63 | 14714
9283.71 | 2.5626 |  |  | 3993.02 | 13881.4
9380.72 | 2.0116 |  |  | 6890.92 | 12041.3
9284.71 | 0.18711 |  |  | 5352.17 | 9029.62
7531.79 | 0.067203 |  |  | 5764.59 | 4740.82
8716.72 | 0 |  |  | 10174.1 | 226.563
13637.4 | 0 |  |  | 19353 | -5.1328
9560.49 | 0 |  |  | 17985.7 | -5.1328
8943.43 | 0 |  |  | 4608.94 | -5.1328
6499.52 | 0 |  |  | 21395.3 | -5.1328
6860.13 | 0 |  |  | 27396.6 | -5.1328
7490.83 | 0 |  |  | 28599.6 | -5.1328
8594.04 | 0 |  |  | 30725.9 | -5.1328
12275.5 | 0 |  |  | 35701.8 | -5.1328
20772.7 | 0 |  |  | 28830.8 | -5.1328
24582.8 | 0 |  |  | 31802.7 | -5.1328
20872 | 0 |  |  | 19547.9 | -5.1328
20429.5 | 0 |  |  | 8583.94 | -5.1328
20032 | 0 |  |  | 13050.9 | -5.1328
17396.5 | 0.43099 |  |  | 11736.2 | 1637.32
8560.85 | 0.30738 |  |  | 0 | 4638.59
4838.42 | 0.70511 |  |  | 0 | 9986.68
0 | 0.79366 |  |  | 0 | 11332.2
273.843 | 1.1189 |  |  | 0 | 10621.3
1794.87 | 1.2811 |  |  | 2543.63 | 10243.1
5285.09 | 3.0839 |  |  | 3773.85 | 9901.79
12812.5 | 2.4816 |  |  | 2578.53 | 9019.12
18448.2 | 1.5572 |  |  | 1105.36 | 6769.89
25344.3 | 0.47165 |  |  | 1684.28 | 3371.85
32433.2 | 0 |  |  | 1891.16 | 24.6404
28627.8 | 0 |  |  | 12906.4 | -5.1328
26633.5 | 0 |  |  | 340.412 | -5.1328
28908.7 | 0 |  |  | 835.943 | -5.1328
38255.1 | 0 |  |  | 0 | -5.1328
36958.2 | 0 |  |  | 0 | -5.1328
30268 | 0 |  |  | 0 | -5.1328
26889.6 | 0 |  |  | 0 | -5.1328
27856.2 | 0 |  |  | 0 | -5.1328
23969.2 | 0 |  |  | 0 | -5.1328
20308.4 | 0 |  |  | 0 | -5.1328
15954.6 | 0 |  |  | 0 | -5.1328
15032.4 | 0 |  |  | 0 | -5.1328
12528.3 | 0 |  |  | 0 | -5.1328
8866.79 | 0.043829 |  |  | 0 | 2124.24
7820.83 | 0.18798 |  |  | 0 | 2544.03
5792.1 | 0.42718 |  |  | 0 | 7386.49
3701.16 | 0.93531 |  |  | 0 | 4257.91
2781.28 | 1.1163 |  |  | 0 | 10573.6
2089.65 | 0.99435 |  |  | 0 | 12258.2
1826.53 | 1.4972 |  |  | 0 | 13560.5
1989.21 | 1.3031 |  |  | 0 | 11802.8
2166.19 | 1.1015 |  |  | 0 | 5286.25
1894.67 | 0.29774 |  |  | 2261.92 | 2628.97
3484.13 | 0 |  |  | 7738.19 | 12.7464
6875.31 | 0 |  |  | 4450.66 | -5.1328
9379.12 | 0 |  |  | 0 | -5.1328
12894.4 | 0 |  |  | 0 | -5.1328
7051.92 | 0 |  |  | 0 | -5.1328
5895.15 | 0 |  |  | 0 | -5.1328
4811.42 | 0 |  |  | 0 | -5.1328
2601.95 | 0 |  |  | 0 | -5.1328
0 | 0 |  |  | 0 | -5.1328
685.507 | 0 |  |  | 0 | -5.1328
0 | 0 |  |  | 0 | -5.1328
0 | 0 |  |  | 0 | -5.1328
0 | 0 |  |  | 0 | -5.1328
0 | 0 |  |  | 0 | -5.1328
0 | 0.056284 |  |  | 0 | 2876.86
0 | 0.26584 |  |  | 0 | 7588.79
0 | 0.46654 |  |  | 0 | 11195.7
0 | 0.27082 |  |  | 0 | 13297
0 | 0.78093 |  |  | 0 | 14327.3
0 | 0.87909 |  |  | 0 | 14466.7
0 | 0.55822 |  |  | 0 | 13659
0 | 0.79933 |  |  | 0 | 11886.4
0 | 0.86367 |  |  | 0 | 8794.97
1408 | 0.19843 |  |  | 808.021 | 4498.45
3398.79 | 0 |  |  | 6653.23 | -5.1328
2749.85 | 0 |  |  | 1136.79 | -5.1328
2870.55 | 0 |  |  | 1212.14 | -5.1328
5109.8 | 0 |  |  | 3806.49 | -5.1328
6049.79 | 0 |  |  | 2753.53 | -5.1328
2782.17 | 0 |  |  | 1736.74 | -5.1328
2579.57 | 0 |  |  | 412.151 | -5.1328
1676.8 | 0 |  |  | 0 | -5.1328
990.157 | 0 |  |  | 1389.76 | -5.1328
895.919 | 0 |  |  | 429.488 | -5.1328
1267.11 | 0 |  |  | 0 | -5.1328
781.087 | 0 |  |  | 0 | -5.1328
903.448 | 0 |  |  | 0 | -5.1328
801.354 | 0 |  |  | 0 | -5.1328
1077.86 | 0.024729 |  |  | 0 | 2736.06
834.717 | 0.12191 |  |  | 0 | 5585.21
889.709 | 0.21757 |  |  | 0 | 9857.93
229.888 | 0.32048 |  |  | 0 | 11699.2
0 | 0.33837 |  |  | 0 | 14300.6
0 | 0.42646 |  |  | 0 | 12159.5
295.394 | 0.57552 |  |  | 0 | 9985.13
738.665 | 0.19054 |  |  | 0 | 11753.1
0 | 0.13177 |  |  | 877.719 | 7287.34
0 | 0.024274 |  |  | 0 | 3497.97
0 | 0 |  |  | 0 | -5.1328
0 | 0 |  |  | 0 | -5.1328
0 | 0 |  |  | 0 | -5.1328
0 | 0 |  |  | 0 | -5.1328
0 | 0 |  |  | 0 | -5.1328
0 | 0 |  |  | 0 | -5.1328
0 | 0 |  |  | 0 | -5.1328
415.87 | 0 |  |  | 0 | -5.1328
0 | 0 |  |  | 0 | -5.1328
0 | 0 |  |  | 0 | -5.1328
0 | 0 |  |  | 0 | -5.1328
0 | 0 |  |  | 0 | -5.1328
751.343 | 0 |  |  | 0 | -5.1328
1141.88 | 0 |  |  | 0 | -5.1328
303.39 | 0.045232 |  |  | 0 | 2605.03
13.1084 | 0.3342 |  |  | 0 | 7028.94
0 | 2.0175 |  |  | 0 | 10540.4
0 | 2.6001 |  |  | 0 | 11643.2
263.476 | 2.9044 |  |  | 2905.89 | 11486.3
0 | 2.9374 |  |  | 10531.1 | 9809.59
137.81 | 1.9334 |  |  | 24457.2 | 10581.6
725.998 | 2.0638 |  |  | 27151.7 | 12263.6
1447.3 | 0.74301 |  |  | 32403.4 | 5331.43
2579.19 | 0.14868 |  |  | 19544.5 | 2473.14
6263.05 | 0 |  |  | 21065.2 | -5.1328
5550.75 | 0 |  |  | 24335.8 | -5.1328
6420.32 | 0 |  |  | 19273.3 | -5.1328
6335.82 | 0 |  |  | 12453.2 | -5.1328
5500.4 | 0 |  |  | 20996.1 | -5.1328
5733.51 | 0 |  |  | 19447.1 | -5.1328
5671.01 | 0 |  |  | 15981 | -5.1328
8409.8 | 0 |  |  | 7441.91 | -5.1328
7849.25 | 0 |  |  | 9902.16 | -5.1328
13922.8 | 0 |  |  | 31843.4 | -5.1328
13181.9 | 0 |  |  | 37238.9 | -5.1328
16798.4 | 0 |  |  | 33537.8 | -5.1328
12099.3 | 0 |  |  | 31958.5 | -5.1328
9483.54 | 0 |  |  | 29650.7 | -5.1328
6871.61 | 0.19582 |  |  | 9341.73 | 2999.62
6178.32 | 0.69402 |  |  | 0 | 8157.16
3150.12 | 1.3523 |  |  | 9230.42 | 11981.1
1150.49 | 2.8143 |  |  | 31722 | 14263.8
1621.04 | 3.0961 |  |  | 31190.5 | 15457.3
1548.38 | 3.1713 |  |  | 11574.1 | 15522.8
2207.29 | 2.8365 |  |  | 9085.86 | 14393.6
4346.62 | 0.87896 |  |  | 6445.52 | 12286.8
7247.52 | 0.63399 |  |  | 8521.66 | 6506.7
4102.16 | 0.11397 |  |  | 1159.56 | 3219.88
4704.33 | 0 |  |  | 3951.78 | -5.1328
17015.5 | 0 |  |  | 15546.4 | -5.1328
22181.5 | 0 |  |  | 22530.2 | -5.1328
26675.5 | 0 |  |  | 5181.43 | -5.1328
25843.2 | 0 |  |  | 7381.39 | -5.1328
20578.7 | 0 |  |  | 16478.2 | -5.1328
13364.4 | 0 |  |  | 5812.73 | -5.1328
10243.9 | 0 |  |  | 1256.64 | -5.1328
8486.43 | 0 |  |  | 394.776 | -5.1328
11272.3 | 0 |  |  | 618.835 | -5.1328
8348.37 | 0 |  |  | 789.396 | -5.1328
6212.42 | 0 |  |  | 557.659 | -5.1328
5610.08 | 0 |  |  | 1996.94 | -5.1328
3438.16 | 0 |  |  | 980.675 | -5.1328
2283.35 | 0.26122 |  |  | 479.844 | 1486.69
1905.87 | 1.3713 |  |  | 0 | 7943.85
0 | 2.2868 |  |  | 0 | 11966.7
0 | 2.9126 |  |  | 8754.7 | 10657.7
0 | 3.2247 |  |  | 9960.38 | 15848.4
0 | 3.1947 |  |  | 12306.8 | 12715
0 | 2.8974 |  |  | 18182 | 12162
0 | 2.2765 |  |  | 25628.2 | 9935.63
0 | 0.39631 |  |  | 21714.3 | 7144.38
0 | 0.27754 |  |  | 22653.7 | 3252.65
687.365 | 0 |  |  | 30136.2 | -5.1328
0 | 0 |  |  | 33709.7 | -5.1328
742.976 | 0 |  |  | 6639.72 | -5.1328
2627.11 | 0 |  |  | 33905.6 | -5.1328
6258.77 | 0 |  |  | 15434.2 | -5.1328
5479.28 | 0 |  |  | 22057.6 | -5.1328
3887.48 | 0 |  |  | 7895.28 | -5.1328
5674.37 | 0 |  |  | 267.143 | -5.1328
8073.97 | 0 |  |  | 35351.8 | -5.1328
8393.74 | 0 |  |  | 2276.43 | -5.1328
8156.54 | 0 |  |  | 4979.14 | -5.1328
10260 | 0 |  |  | 16411.7 | -5.1328
25065 | 0 |  |  | 3078.85 | -5.1328
30136.5 | 0 |  |  | 0 | -5.1328
36185.1 | 0.21461 |  |  | 0 | -5.1328
37402.1 | 0.98391 |  |  | 0 | 1147.11
38067.3 | 1.1556 |  |  | 0 | 2088.76
33414 | 2.037 |  |  | 789.093 | 2973.02
33337.9 | 2.8798 |  |  | 5472.08 | 3773.46
35766.6 | 2.5262 |  |  | 11241.1 | 6331.94
38225.5 | 2.152 |  |  | 8302.64 | 8824.75
39377.8 | 1.5804 |  |  | 5532.64 | 3749.78
39768.6 | 1.1389 |  |  | 5961.93 | 8652.58
39201.6 | 0.17515 |  |  | 5605.56 | 4183.74
39615.5 | 0 |  |  | 9260.72 | -5.1328
40033.8 | 0 |  |  | 12251.1 | -5.1328
40053.4 | 0 |  |  | 18125.6 | -5.1328
40016 | 0 |  |  | 2572.5 | -5.1328
39502.9 | 0 |  |  | 0 | -5.1328
39945 | 0 |  |  | 0 | -5.1328
39696.3 | 0 |  |  | 0 | -5.1328
39921.1 | 0 |  |  | 0 | -5.1328
39668.6 | 0 |  |  | 0 | -5.1328
38763.9 | 0 |  |  | 0 | -5.1328
38903.6 | 0 |  |  | 0 | -5.1328
39070.6 | 0 |  |  | 0 | -5.1328
38400.4 | 0 |  |  | 896.458 | -5.1328
38879.4 | 0 |  |  | 0 | -5.1328
37280.2 | 0.12018 |  |  | 3327.35 | 2645.42
36170.9 | 0.74831 |  |  | 999.452 | 7754.94
26441.4 | 0.48321 |  |  | 0 | 11776
18364.8 | 0.055798 |  |  | 0 | 14363
10655.8 | 0.38869 |  |  | 0 | 15664.6
8772.7 | 1.4899 |  |  | 0 | 15859.4
8741.22 | 0.063313 |  |  | 0 | 14901.7
6668.62 | 0.19428 |  |  | 0 | 12830.6
15157.5 | 1.322 |  |  | 0 | 9335.71
11708.8 | 0.23112 |  |  | 0 | 4608.89
15592.7 | 0 |  |  | 1087.03 | -5.1328
17111.9 | 0 |  |  | 0 | -5.1328
29230.2 | 0 |  |  | 0 | -5.1328
25290.5 | 0 |  |  | 1151.42 | -5.1328
31339.3 | 0 |  |  | 1813.83 | -5.1328
27545.2 | 0 |  |  | 1974.9 | -5.1328
23050 | 0 |  |  | 2086.49 | -5.1328
20024.6 | 0 |  |  | 0 | -5.1328
16613.6 | 0 |  |  | 0 | -5.1328
14824.6 | 0 |  |  | 0 | -5.1328
13855.6 | 0 |  |  | 0 | -5.1328
10560 | 0 |  |  | 0 | -5.1328
9470.21 | 0 |  |  | 0 | -5.1328
7025.04 | 0 |  |  | 0 | -5.1328
5328.44 | 0.12106 |  |  | 0 | 2800.73
4026.01 | 0.56542 |  |  | 0 | 8056.04
1017.96 | 0.68857 |  |  | 0 | 12104.7
2100.5 | 0.95119 |  |  | 0 | 14507.5
1488.41 | 0.91744 |  |  | 0 | 15691.8
1049.69 | 0.70019 |  |  | 0 | 15559.4
137.719 | 0.70775 |  |  | 0 | 14464.4
0 | 0.55328 |  |  | 0 | 12333.3
722.337 | 0.24491 |  |  | 0 | 9195.08
29.6549 | 0.031361 |  |  | 0 | 4689.24
0 | 0 |  |  | 1239.24 | -5.1328
877.492 | 0 |  |  | 3096.37 | -5.1328
1660.22 | 0 |  |  | 1406.87 | -5.1328
5417.57 | 0 |  |  | 645.16 | -5.1328
5573.48 | 0 |  |  | 0 | -5.1328
6654.55 | 0 |  |  | 0 | -5.1328
5614.03 | 0 |  |  | 0 | -5.1328
4949.65 | 0 |  |  | 0 | -5.1328
3701.93 | 0 |  |  | 0 | -5.1328
2849.62 | 0 |  |  | 0 | -5.1328
2621.18 | 0 |  |  | 0 | -5.1328
4123.83 | 0 |  |  | 0 | -5.1328
12735.4 | 0 |  |  | 0 | -5.1328
5816.69 | 0 |  |  | 0 | -5.1328
4110.43 | 0.2203 |  |  | 0 | 2776.38
4771.19 | 1.3771 |  |  | 0 | 7560.64
3143.44 | 2.3465 |  |  | 0 | 9240.05
1883.94 | 3.0045 |  |  | 0 | 11357.9
2032.7 | 2.1327 |  |  | 0 | 11728.3
2827.98 | 3.3045 |  |  | 0 | 13434.7
3955.62 | 2.949 |  |  | 6210.23 | 12490
5294.81 | 0.74962 |  |  | 9531.23 | 12617.6
4956.79 | 1.2853 |  |  | 9526.58 | 4879.16
3375.07 | 0.18902 |  |  | 9105.24 | 585.568
2447.95 | 0 |  |  | 11063.5 | -5.1328
4753.55 | 0 |  |  | 11582.1 | -5.1328
3326.74 | 0 |  |  | 25171.8 | -5.1328
2844.53 | 0 |  |  | 18917.4 | -5.1328
0 | 0 |  |  | 12945 | -5.1328
160.231 | 0 |  |  | 4982.23 | -5.1328
0 | 0 |  |  | 2290.04 | -5.1328
539.118 | 0 |  |  | 1215.25 | -5.1328
828.174 | 0 |  |  | 0 | -5.1328
795.553 | 0 |  |  | 0 | -5.1328
916.054 | 0 |  |  | 0 | -5.1328
303.463 | 0 |  |  | 0 | -5.1328
957.879 | 0 |  |  | 1251.42 | -5.1328
1311.7 | 0 |  |  | 3365.2 | -5.1328
1912.12 | 0.067172 |  |  | 2856.19 | 2553.54
1858.32 | 0.88618 |  |  | 0 | 7647.67
626.085 | 1.3032 |  |  | 0 | 8165.77
206.069 | 2.8327 |  |  | 0 | 11868.4
864.903 | 3.1247 |  |  | 11379.3 | 15344.4
1954.69 | 3.1886 |  |  | 4155.51 | 13735
2912.45 | 0.68568 |  |  | 25532.3 | 12043.3
3192.03 | 0.96359 |  |  | 24143.3 | 10047.8
5000.87 | 0.16022 |  |  | 39621.6 | 8701.8
4937.18 | 0.097721 |  |  | 38752.7 | 2189.33
10035 | 0 |  |  | 4009.47 | -5.1328
15996.2 | 0 |  |  | 16701.3 | -5.1328
13949.3 | 0 |  |  | 23446.2 | -5.1328
8959.52 | 0 |  |  | 39702.7 | -5.1328
2181.48 | 0 |  |  | 38241.6 | -5.1328
0 | 0 |  |  | 29915.5 | -5.1328
0 | 0 |  |  | 8946.09 | -5.1328
0 | 0 |  |  | 3328.75 | -5.1328
597.545 | 0 |  |  | 8952.55 | -5.1328
1899.1 | 0 |  |  | 17586.6 | -5.1328
1148.34 | 0 |  |  | 0 | -5.1328
2844.09 | 0 |  |  | 850.977 | -5.1328
5167.68 | 0 |  |  | 2202.23 | -5.1328
9699.32 | 0 |  |  | 642.642 | -5.1328
13487.8 | 0.04631 |  |  | 0 | 1352.6
17395.8 | 0.15203 |  |  | 704.645 | 7431.25
23404.6 | 0.50196 |  |  | 0 | 8192.17
25530.6 | 0.12857 |  |  | 0 | 13426
27934.6 | 1.1459 |  |  | 3100.7 | 13430
35619 | 0.31143 |  |  | 10865.4 | 14965.6
38221.7 | 0.26695 |  |  | 21550.6 | 14221
38409.5 | 0.052799 |  |  | 20297.7 | 10553.5
36741.1 | 0.70475 |  |  | 13860.2 | 6589.92
39470.8 | 0.04918 |  |  | 13754.7 | 3256.55
39799.7 | 0 |  |  | 18391.1 | -5.1328
38867.9 | 0 |  |  | 6617.19 | -5.1328
34563.4 | 0 |  |  | 4956.8 | -5.1328
25415.8 | 0 |  |  | 7854.42 | -5.1328
11200.4 | 0 |  |  | 1321.77 | -5.1328
6435.07 | 0 |  |  | 0 | -5.1328
3131.97 | 0 |  |  | 0 | -5.1328
6250.89 | 0 |  |  | 0 | -5.1328
12111.5 | 0 |  |  | 0 | -5.1328
17274.1 | 0 |  |  | 0 | -5.1328
25230 | 0 |  |  | 0 | -5.1328
27095.7 | 0 |  |  | 0 | -5.1328
29666.9 | 0 |  |  | 0 | -5.1328
28261.4 | 0 |  |  | 0 | -5.1328
23662.9 | 0.11044 |  |  | 0 | 1569.17
24878.5 | 1.0728 |  |  | 0 | 6313.98
30023.9 | 0.17334 |  |  | 0 | 9696.63
35111.6 | 0.23329 |  |  | 0 | 11885.5
30705.3 | 0.37905 |  |  | 0 | 12670.6
31362 | 0.2318 |  |  | 2035.76 | 9918.25
34740.6 | 0.16748 |  |  | 3382.27 | 11350.8
36093.4 | 0.15243 |  |  | 4557.7 | 8267.09
33774.5 | 0.048359 |  |  | 3208.51 | 6167.48
34968.5 | 0.0048453 |  |  | 3257.75 | 3157.56
33215.6 | 0 |  |  | 18319.2 | -5.1328
37580.9 | 0 |  |  | 20550.2 | -5.1328
37338.6 | 0 |  |  | 13651.4 | -5.1328
36364.8 | 0 |  |  | 0 | -5.1328
37497.9 | 0 |  |  | 0 | -5.1328
37411.6 | 0 |  |  | 1981.17 | -5.1328
34664.6 | 0 |  |  | 8650.73 | -5.1328
31620.1 | 0 |  |  | 13187.1 | -5.1328
27519.2 | 0 |  |  | 9949.3 | -5.1328
17183 | 0 |  |  | 9734.19 | -5.1328
12322.3 | 0 |  |  | 8410.88 | -5.1328
8828.75 | 0 |  |  | 27426.4 | -5.1328
2964.39 | 0 |  |  | 30824.3 | -5.1328
1469.4 | 0 |  |  | 34464.8 | -5.1328
2594.06 | 0.029791 |  |  | 39167.8 | 807.666
3802.32 | 0.37386 |  |  | 37094.4 | 3294.55
0 | 1.3129 |  |  | 18657.2 | 5774.35
705.186 | 1.75 |  |  | 24057.8 | 9377.3
2721.75 | 1.7221 |  |  | 19766.8 | 5374.82
4285.13 | 1.7524 |  |  | 16316.6 | 5905.34
6268.24 | 1.6636 |  |  | 22258.2 | 2965.38
7434.48 | 0.45953 |  |  | 19511.4 | 3751.79
5988.55 | 0.13862 |  |  | 20638.1 | 3401.36
7390.8 | 0.012965 |  |  | 36857 | 2160.19
9250.79 | 0 |  |  | 25597.8 | -5.1328
17741.8 | 0 |  |  | 27946.7 | -5.1328
16864.1 | 0 |  |  | 20411.9 | -5.1328
13674.1 | 0 |  |  | 33772 | -5.1328
22221.5 | 0 |  |  | 9829.89 | -5.1328
30771.1 | 0 |  |  | 37871.4 | -5.1328
28244.9 | 0 |  |  | 0 | -5.1328
35516.7 | 0 |  |  | 2385.05 | -5.1328
34237.4 | 0 |  |  | 7586.09 | -5.1328
39476.3 | 0 |  |  | 0 | -5.1328
35450.1 | 0 |  |  | 0 | -5.1328
32569.1 | 0 |  |  | 0 | -5.1328
22302.9 | 0 |  |  | 0 | -5.1328
18524.7 | 0 |  |  | 0 | -5.1328
15232.2 | 0.03931 |  |  | 0 | 1983.33
15044.4 | 0.73527 |  |  | 0 | 7034.53
18981.4 | 1.2764 |  |  | 0 | 11141.3
18856.4 | 0.90628 |  |  | 0 | 13912.8
18920.8 | 0.70243 |  |  | 0 | 15213.2
15304.9 | 1.0063 |  |  | 0 | 15467.7
15679.1 | 1.1796 |  |  | 0 | 14727
18117.1 | 0.67944 |  |  | 682.916 | 12455.3
16715 | 0.4653 |  |  | 1514.73 | 8977.15
19517.4 | 0.033124 |  |  | 1917.15 | 4159.6
23671.6 | 0 |  |  | 8432.82 | -5.1328
18957.6 | 0 |  |  | 10347.4 | -5.1328
15487 | 0 |  |  | 479.973 | -5.1328
16281.8 | 0 |  |  | 0 | -5.1328
11826 | 0 |  |  | 0 | -5.1328
6569.72 | 0 |  |  | 0 | -5.1328
4899.52 | 0 |  |  | 0 | -5.1328
3201.68 | 0 |  |  | 1617.53 | -5.1328
875.174 | 0 |  |  | 8466.97 | -5.1328
1125.72 | 0 |  |  | 10091.2 | -5.1328
1421.52 | 0 |  |  | 10459.8 | -5.1328
2158.39 | 0 |  |  | 0 | -5.1328
2384.88 | 0 |  |  | 4449.31 | -5.1328
3672.07 | 0 |  |  | 8044.59 | -5.1328
6095.95 | 0.14505 |  |  | 8070.71 | 2180.8
8219.81 | 1.3123 |  |  | 3919.25 | 7476.33
2259.9 | 2.3234 |  |  | 16636.4 | 11489.1
2514.27 | 2.9819 |  |  | 25722.4 | 14039
3402.61 | 3.307 |  |  | 23770.3 | 15341.3
4459.19 | 3.283 |  |  | 22360.6 | 15533.4
6364.93 | 2.9165 |  |  | 24618.9 | 14556.4
7580.61 | 1.9054 |  |  | 25463.2 | 12511.6
9733.89 | 1.2334 |  |  | 29201.8 | 9115.13
11307.5 | 0.13243 |  |  | 29633.2 | 4385.06
16398.9 | 0 |  |  | 26531.6 | -5.1328
22526.5 | 0 |  |  | 13050.5 | -5.1328
25409.1 | 0 |  |  | 31333.5 | -5.1328
29338.7 | 0 |  |  | 28179.4 | -5.1328
28105.8 | 0 |  |  | 16712.9 | -5.1328
28425.1 | 0 |  |  | 22680.4 | -5.1328
28942.6 | 0 |  |  | 39285.6 | -5.1328
30507.6 | 0 |  |  | 38140 | -5.1328
29447.1 | 0 |  |  | 39792.1 | -5.1328
33332.7 | 0 |  |  | 26698.2 | -5.1328
34492.9 | 0 |  |  | 7889.72 | -5.1328
36412.7 | 0 |  |  | 8360.78 | -5.1328
36776.4 | 0 |  |  | 12944.5 | -5.1328
37544.6 | 0 |  |  | 18751.5 | -5.1328
37934.8 | 0.12515 |  |  | 3035.24 | 2403.96
37874 | 0.7672 |  |  | 80.8268 | 7894.27
36199.4 | 1.5136 |  |  | 5473.88 | 11941.4
29238.4 | 2.3321 |  |  | 13933.6 | 14508.2
17562.9 | 3.032 |  |  | 7993.4 | 15699.1
13421.6 | 3.0214 |  |  | 4158.88 | 15819.9
12375.9 | 2.5326 |  |  | 15272.6 | 14813.9
9758.34 | 2.0194 |  |  | 6947.19 | 12608.4
15626.6 | 1.1056 |  |  | 19225.8 | 9220.51
24533.9 | 0.094506 |  |  | 7014.32 | 4449.12
28285.8 | 0 |  |  | 11689.3 | -5.1328
32002.4 | 0 |  |  | 17806.6 | -5.1328
24595.3 | 0 |  |  | 2070.27 | -5.1328
16587.9 | 0 |  |  | 0 | -5.1328
12283.2 | 0 |  |  | 0 | -5.1328
7536.46 | 0 |  |  | 0 | -5.1328
5581.95 | 0 |  |  | 0 | -5.1328
4845.3 | 0 |  |  | 0 | -5.1328
4364.09 | 0 |  |  | 0 | -5.1328
2281.69 | 0 |  |  | 1040.71 | -5.1328
2877.32 | 0 |  |  | 0 | -5.1328
3043.72 | 0 |  |  | 0 | -5.1328
5300.93 | 0 |  |  | 0 | -5.1328
4309.78 | 0 |  |  | 0 | -5.1328
1762.87 | 0.023888 |  |  | 0 | 2190.47
2318.58 | 0.67959 |  |  | 0 | 7534.78
1565.01 | 0.79197 |  |  | 0 | 11437.8
1942.03 | 2.1666 |  |  | 0 | 14055.9
1156.6 | 2.7481 |  |  | 0 | 15351.7
1473.63 | 2.9233 |  |  | 0 | 15547
1330.53 | 2.6188 |  |  | 0 | 14571.1
0 | 1.9572 |  |  | 0 | 12328.4
0.17111 | 0.24356 |  |  | 0 | 8941.88
6697.41 | 0.018322 |  |  | 0 | 4236.71
3313.49 | 0 |  |  | 2393.99 | -5.1328
5257.43 | 0 |  |  | 1150.75 | -5.1328
2960.49 | 0 |  |  | 0 | -5.1328
3618.66 | 0 |  |  | 0 | -5.1328
6351.96 | 0 |  |  | 0 | -5.1328
7412.42 | 0 |  |  | 0 | -5.1328
2610.83 | 0 |  |  | 0 | -5.1328
9571.15 | 0 |  |  | 0 | -5.1328
6165.07 | 0 |  |  | 0 | -5.1328
1159.29 | 0 |  |  | 0 | -5.1328
885.879 | 0 |  |  | 0 | -5.1328
3106.6 | 0 |  |  | 0 | -5.1328
2021.84 | 0 |  |  | 0 | -5.1328
0 | 0 |  |  | 0 | -5.1328
0 | 0 |  |  | 0 | 2139.95
0 | 1.0912 |  |  | 0 | 7905.96
1734.54 | 2.0343 |  |  | 0 | 12272.1
1827.54 | 2.67 |  |  | 0 | 15183.6
2313.93 | 2.968 |  |  | 0 | 16600
1477.75 | 2.9628 |  |  | 0 | 16770.6
2482.94 | 2.62 |  |  | 0 | 15770.7
4625.81 | 1.9814 |  |  | 0 | 13438.5
13213.7 | 0.65863 |  |  | 0 | 9814.61
16859.1 | 0.037376 |  |  | 943.8 | 4731.19
18302.4 | 0 |  |  | 8180.43 | -5.1328
21799.1 | 0 |  |  | 2058.24 | -5.1328
16747.9 | 0 |  |  | 0 | -5.1328
20033.8 | 0 |  |  | 0 | -5.1328
25163.4 | 0 |  |  | 0 | -5.1328
28747 | 0 |  |  | 0 | -5.1328
35074.4 | 0 |  |  | 0 | -5.1328
25755.7 | 0 |  |  | 0 | -5.1328
38350.9 | 0 |  |  | 0 | -5.1328
39356.7 | 0 |  |  | 0 | -5.1328
38926.9 | 0 |  |  | 0 | -5.1328
38363.6 | 0 |  |  | 0 | -5.1328
34091.7 | 0 |  |  | 0 | -5.1328
29548.6 | 0 |  |  | 0 | -5.1328
22141.7 | 0 |  |  | 0 | 2176.9
19735.7 | 0.49754 |  |  | 0 | 7899.44
20070.6 | 0.35813 |  |  | 0 | 12055.7
11691.2 | 0.49259 |  |  | 0 | 14799.6
5336.98 | 0.49471 |  |  | 0 | 16160.1
6119.89 | 0.30856 |  |  | 0 | 16338.8
7108.87 | 0.17896 |  |  | 0 | 15276.7
8476.24 | 0.11954 |  |  | 0 | 12836.8
4756.44 | 0.036245 |  |  | 0 | 9332.32
5701.7 | 0 |  |  | 0 | 4432.37
5071.63 | 0 |  |  | 0 | -5.1328
4184.13 | 0 |  |  | 0 | -5.1328
1265.61 | 0 |  |  | 0 | -5.1328
0 | 0 |  |  | 0 | -5.1328
0 | 0 |  |  | 0 | -5.1328
0 | 0 |  |  | 620.046 | -5.1328
0 | 0 |  |  | 0 | -5.1328
0 | 0 |  |  | 0 | -5.1328
0 | 0 |  |  | 2593.55 | -5.1328
0 | 0 |  |  | 1537.12 | -5.1328
4346.91 | 0 |  |  | 5610.78 | -5.1328
4687.21 | 0 |  |  | 4182.67 | -5.1328
5929.19 | 0 |  |  | 3341.63 | -5.1328
8997.66 | 0 |  |  | 2557.32 | -5.1328
13254.7 | 0 |  |  | 166.477 | 1937.4
18846.4 | 0.11847 |  |  | 610.489 | 7659.9
18738 | 0.99729 |  |  | 0 | 11883
15772.2 | 0.49133 |  |  | 0 | 14462.9
17014.7 | 0.63895 |  |  | 4595.3 | 15828.9
21633.3 | 0.39526 |  |  | 3836.25 | 16085.2
27872.3 | 0.20841 |  |  | 3877.64 | 15051
31729.5 | 2.0266 |  |  | 10775.4 | 12741.2
30126.4 | 1.0841 |  |  | 10686.9 | 9254.12
35599.1 | 0 |  |  | 14377.8 | 4380.49
35988.8 | 0 |  |  | 13714.2 | -5.1328
37233.9 | 0 |  |  | 20592.2 | -5.1328
38920.6 | 0 |  |  | 17022.5 | -5.1328
37372.2 | 0 |  |  | 12117.6 | -5.1328
36878.6 | 0 |  |  | 8556.43 | -5.1328
36101.1 | 0 |  |  | 2214.69 | -5.1328
30438.4 | 0 |  |  | 3490.24 | -5.1328
34135.4 | 0 |  |  | 2819.56 | -5.1328
34722.7 | 0 |  |  | 14729.5 | -5.1328
27092.8 | 0 |  |  | 35650.2 | -5.1328
33163.4 | 0 |  |  | 9711.57 | -5.1328
29698.6 | 0 |  |  | 8000.45 | -5.1328
28492.7 | 0 |  |  | 9229.52 | -5.1328
25095.7 | 0 |  |  | 9568.39 | -5.1328
24461.3 | 0 |  |  | 39437 | 2036.17
19694.4 | 0.056269 |  |  | 37656.4 | 7956.81
17248 | 0.13451 |  |  | 36762.3 | 12149.8
14130.3 | 0.43542 |  |  | 27633.9 | 14937.6
10347.3 | 0.74799 |  |  | 27451 | 16386.3
7424.63 | 1.3313 |  |  | 38370 | 16668.5
7016.57 | 1.3186 |  |  | 39736.6 | 15642.6
5692.67 | 2.1518 |  |  | 39769.1 | 13219.4
3215.52 | 1.169 |  |  | 39959.6 | 9618.53
1859.73 | 0 |  |  | 39271.9 | 4572.9
966.412 | 0 |  |  | 39447.3 | -5.1328
293.088 | 0 |  |  | 36139.2 | -5.1328
0 | 0 |  |  | 31925.9 | -5.1328
0 | 0 |  |  | 39729.6 | -5.1328
0 | 0 |  |  | 37634.6 | -5.1328
0 | 0 |  |  | 40046.9 | -5.1328
0 | 0 |  |  | 28186.1 | -5.1328
846.156 | 0 |  |  | 30977.7 | -5.1328
4081.74 | 0 |  |  | 32918 | -5.1328
9929.28 | 0 |  |  | 20225.2 | -5.1328
18155.6 | 0 |  |  | 15933 | -5.1328
23949.4 | 0 |  |  | 25476 | -5.1328
28665.2 | 0 |  |  | 11924.7 | -5.1328
30074.8 | 0 |  |  | 17898.9 | -5.1328
28011.4 | 0 |  |  | 23686.7 | 1829.06
30865.4 | 0.17824 |  |  | 39837.5 | 7692
34816.2 | 1.025 |  |  | 9643.05 | 11779.2
30165.2 | 1.5276 |  |  | 0 | 14433
25028.8 | 0.73466 |  |  | 6420.37 | 15706.3
32484.6 | 1.7859 |  |  | 10876.6 | 15947.1
34999.4 | 1.392 |  |  | 5326.22 | 14930.9
33238.3 | 1.0877 |  |  | 3774.82 | 12559.7
38434.5 | 0.39824 |  |  | 1494.89 | 9107.82
39442.5 | 0 |  |  | 998.44 | 4313.16
39975.9 | 0 |  |  | 3058.71 | -5.1328
40053.4 | 0 |  |  | 13383.8 | -5.1328
40053.4 | 0 |  |  | 4017.35 | -5.1328
40053.4 | 0 |  |  | 5039.4 | -5.1328
40053.4 | 0 |  |  | 3228.81 | -5.1328
40053.4 | 0 |  |  | 0 | -5.1328
40053.4 | 0 |  |  | 0 | -5.1328
40053.4 | 0 |  |  | 0 | -5.1328
40053.4 | 0 |  |  | 0 | -5.1328
40053.4 | 0 |  |  | 0 | -5.1328
40053.4 | 0 |  |  | 1553.32 | -5.1328
40053.4 | 0 |  |  | 0 | -5.1328
40032.6 | 0 |  |  | 1277.7 | -5.1328
39759.3 | 0 |  |  | 1679.57 | -5.1328
38501.9 | 0 |  |  | 0 | 1598.67
38674 | 0.14742 |  |  | 0 | 7543.65
36014.7 | 0.74492 |  |  | 0 | 11716.1
27579.3 | 1.054 |  |  | 0 | 14435.9
19720 | 0.91272 |  |  | 908.23 | 15809.7
12125.6 | 1.7014 |  |  | 1333.75 | 16099.1
8946.71 | 1.8842 |  |  | 3130.96 | 15123.9
6772.66 | 1.0882 |  |  | 3897.44 | 12845
5514.86 | 0.88398 |  |  | 6065.18 | 9185.32
6502.88 | 0 |  |  | 8519.02 | 4286.53
11322.9 | 0 |  |  | 8468.06 | -5.1328
23793.3 | 0 |  |  | 16136.4 | -5.1328
27263.2 | 0 |  |  | 18932.2 | -5.1328
29504.3 | 0 |  |  | 13144 | -5.1328
28042.9 | 0 |  |  | 5205.99 | -5.1328
0 | 0 |  |  | 3803.38 | -5.1328
0 | 0 |  |  | 875.834 | -5.1328
5927.55 | 0 |  |  | 0 | -5.1328
8328.63 | 0 |  |  | 0 | -5.1328
11337.9 | 0 |  |  | 0 | -5.1328
14910.4 | 0 |  |  | 0 | -5.1328
17421.1 | 0 |  |  | 0 | -5.1328
19919.1 | 0 |  |  | 0 | -5.1328
24281.5 | 0 |  |  | 0 | -5.1328
27223 | 0 |  |  | 0 | 1149.05
28198.3 | 0.20211 |  |  | 0 | 6339.9
30875.1 | 0.23576 |  |  | 0 | 8227.03
30604.8 | 0.63028 |  |  | 0 | 11195.7
30420.9 | 1.8746 |  |  | 0 | 12174.9
28948.8 | 2.0923 |  |  | 0 | 14011.9
27127.8 | 2.0435 |  |  | 0 | 11341.6
26897.7 | 1.0618 |  |  | 0 | 12749.2
26905.9 | 0.1449 |  |  | 0 | 9166.87
23998.1 | 0 |  |  | 0 | 4276.54
20087.7 | 0 |  |  | 1603.21 | -5.1328
18244.3 | 0 |  |  | 1908.5 | -5.1328
21548.6 | 0 |  |  | 518.222 | -5.1328
20383.4 | 0 |  |  | 0 | -5.1328
14424.4 | 0 |  |  | 0 | -5.1328
8360.55 | 0 |  |  | 0 | -5.1328
5605.9 | 0 |  |  | 0 | -5.1328
1897.27 | 0 |  |  | 0 | -5.1328
1679.13 | 0 |  |  | 0 | -5.1328
2646.38 | 0 |  |  | 0 | -5.1328
1294.55 | 0 |  |  | 0 | -5.1328
2236.62 | 0 |  |  | 0 | -5.1328
2874.3 | 0 |  |  | 0 | -5.1328
2947.35 | 0 |  |  | 0 | -5.1328
10428.2 | 0 |  |  | 0 | 519.782
13779.4 | 1.0707 |  |  | 0 | 7292.88
11111.7 | 2.0952 |  |  | 0 | 7791.34
2529.42 | 2.2938 |  |  | 0 | 8979.6
3892.6 | 2.7348 |  |  | 0 | 11449.9
6961.43 | 2.7031 |  |  | 0 | 10900.7
7635.05 | 1.9595 |  |  | 2857.57 | 11087
6946.18 | 1.1047 |  |  | 1978.47 | 10300.3
9847.35 | 0.44771 |  |  | 0 | 6600.3
24053.6 | 0 |  |  | 3984.32 | 3282.11
31163.1 | 0 |  |  | 936.242 | -5.1328
30531.1 | 0 |  |  | 16054.6 | -5.1328
32510.3 | 0 |  |  | 9111.67 | -5.1328
23465.5 | 0 |  |  | 14515.4 | -5.1328
24169 | 0 |  |  | 24082.9 | -5.1328
28747.9 | 0 |  |  | 15823.7 | -5.1328
23321.8 | 0 |  |  | 22244 | -5.1328
23228.4 | 0 |  |  | 13520.4 | -5.1328
22598.2 | 0 |  |  | 4800.03 | -5.1328
17631.8 | 0 |  |  | 14928.7 | -5.1328
13474.5 | 0 |  |  | 0 | -5.1328
9680.45 | 0 |  |  | 0 | -5.1328
9426.65 | 0 |  |  | 0 | -5.1328
10589.4 | 0 |  |  | 777.482 | -5.1328
8445.99 | 0 |  |  | 10241.6 | 155.415
7299.45 | 1.1293 |  |  | 19170 | 2725.04
5783.91 | 2.2204 |  |  | 6670.51 | 4531.83
3244.51 | 2.963 |  |  | 4126.82 | 6700.32
2249.41 | 3.3212 |  |  | 11196.9 | 3157.98
1964.72 | 3.3524 |  |  | 11972.7 | 6993.44
1950.5 | 3.0118 |  |  | 18458.3 | 2728.73
2635.92 | 2.2919 |  |  | 26976.9 | 8616.69
2809.81 | 1.2374 |  |  | 34623.3 | 2531.65
1877.73 | 0 |  |  | 27862.1 | 2007.61
1057.68 | 0 |  |  | 33964.3 | -5.1328
531.404 | 0 |  |  | 40053.4 | -5.1328
521.662 | 0 |  |  | 33247.2 | -5.1328
749.158 | 0 |  |  | 39133 | -5.1328
206.199 | 0 |  |  | 27881.3 | -5.1328
0 | 0 |  |  | 11442.3 | -5.1328
0 | 0 |  |  | 12279 | -5.1328
1073.81 | 0 |  |  | 0 | -5.1328
3089.95 | 0 |  |  | 0 | -5.1328
6638.85 | 0 |  |  | 0 | -5.1328
9556.4 | 0 |  |  | 2549.01 | -5.1328
13521.4 | 0 |  |  | 0 | -5.1328
19083.1 | 0 |  |  | 0 | -5.1328
26257.6 | 0 |  |  | 427.205 | -5.1328
29895.7 | 0 |  |  | 0 | 845.157
32356.2 | 0.40674 |  |  | 0 | 6211.55
36597.1 | 1.9004 |  |  | 7143.82 | 10383.8
31557.4 | 2.6047 |  |  | 6862.16 | 13025.1
33848.4 | 1.9639 |  |  | 13198.3 | 14512.4
36293.2 | 1.8089 |  |  | 11405 | 14713.8
36931.4 | 1.9326 |  |  | 6582.25 | 13784.1
37136.6 | 1.2536 |  |  | 16444.8 | 11897.5
36607.7 | 0.51572 |  |  | 36142.2 | 8531.4
37436.4 | 0 |  |  | 27183.7 | 3918.47
38853.7 | 0 |  |  | 8697.86 | -5.1328
37425 | 0 |  |  | 5117.35 | -5.1328
35881.4 | 0 |  |  | 5835.7 | -5.1328
38063.3 | 0 |  |  | 8734.88 | -5.1328
38401.6 | 0 |  |  | 12819.8 | -5.1328
37764.5 | 0 |  |  | 0 | -5.1328
38454.7 | 0 |  |  | 5457.89 | -5.1328
36925.7 | 0 |  |  | 0 | -5.1328
34808.9 | 0 |  |  | 0 | -5.1328
34336.3 | 0 |  |  | 0 | -5.1328
35961.5 | 0 |  |  | 0 | -5.1328
32413.8 | 0 |  |  | 0 | -5.1328
29377.2 | 0 |  |  | 0 | -5.1328
25665.8 | 0 |  |  | 0 | -5.1328
25218 | 0 |  |  | 0 | 1127.71
22076.7 | 0.086128 |  |  | 0 | 6966.94
14250.4 | 0.21132 |  |  | 0 | 11198.6
16130.5 | 0.31417 |  |  | 0 | 13701
13993.8 | 0.97405 |  |  | 0 | 15021.5
10174.1 | 0.42411 |  |  | 0 | 15252.2
12054.6 | 0.243 |  |  | 920.615 | 14418.4
15642.8 | 0.11279 |  |  | 4172.07 | 12338.5
22366.2 | 0.025067 |  |  | 4543.15 | 8084.76
21268.5 | 0 |  |  | 5584.98 | 3402.81
19303.9 | 0 |  |  | 1899.18 | -5.1328
27352.6 | 0 |  |  | 9123.92 | -5.1328
31274.5 | 0 |  |  | 5698.51 | -5.1328
30359.4 | 0 |  |  | 2376.51 | -5.1328
27740.9 | 0 |  |  | 0 | -5.1328
36012.9 | 0 |  |  | 0 | -5.1328
29574.2 | 0 |  |  | 0 | -5.1328
32721.4 | 0 |  |  | 0 | -5.1328
35072 | 0 |  |  | 0 | -5.1328
36771 | 0 |  |  | 0 | -5.1328
28274.9 | 0 |  |  | 0 | -5.1328
17403.1 | 0 |  |  | 0 | -5.1328
13650 | 0 |  |  | 0 | -5.1328
36631.2 | 0 |  |  | 0 | -5.1328
29110.8 | 0 |  |  | 0 | 8.5315
31370.4 | 0.43063 |  |  | 0 | 3129.05
27860.6 | 1.008 |  |  | 0 | 9116.29
26936.7 | 1.8698 |  |  | 0 | 13562.2
24009.8 | 2.0634 |  |  | 0 | 14740.5
23395.8 | 1.9873 |  |  | 0 | 12497.7
24824.8 | 1.4896 |  |  | 0 | 14471
22564.1 | 0.72539 |  |  | 0 | 12701.6
22133.2 | 0.50022 |  |  | 0 | 8986
23014.8 | 0 |  |  | 0 | 3889.78
22943.3 | 0 |  |  | 4250.54 | -5.1328
16442.9 | 0 |  |  | 5230.14 | -5.1328
15938.6 | 0 |  |  | 2926 | -5.1328
18861.3 | 0 |  |  | 2020.07 | -5.1328
15641.1 | 0 |  |  | 0 | -5.1328
11402.8 | 0 |  |  | 3480.2 | -5.1328
10417.6 | 0 |  |  | 0 | -5.1328
8662.07 | 0 |  |  | 9120.27 | -5.1328
7082.69 | 0 |  |  | 0 | -5.1328
2864.96 | 0 |  |  | 1841.84 | -5.1328
1171.5 | 0 |  |  | 4480.14 | -5.1328
0 | 0 |  |  | 30022.9 | -5.1328
0 | 0 |  |  | 37938 | -5.1328
0 | 0 |  |  | 38085.1 | -5.1328
0 | 0 |  |  | 39717.9 | 158.325
0 | 0.80525 |  |  | 39426.4 | 3567.73
0 | 1.3209 |  |  | 38650.3 | 7680.65
0 | 1.174 |  |  | 35003.9 | 15392.9
592.985 | 1.5234 |  |  | 32279 | 16770.6
1096.19 | 2.0525 |  |  | 39226.2 | 16770.6
3473.99 | 1.5101 |  |  | 38294.6 | 16174.3
6649.45 | 1.0521 |  |  | 37464.7 | 13614.9
7339.28 | 0.36232 |  |  | 39847.6 | 9874.19
6106.37 | 0 |  |  | 39396.8 | 4557.16
5037.48 | 0 |  |  | 20199.3 | -5.1328
4490.45 | 0 |  |  | 40047.5 | -5.1328
4413.14 | 0 |  |  | 40053.4 | -5.1328
2418.81 | 0 |  |  | 26653.8 | -5.1328
2082.46 | 0 |  |  | 8590.61 | -5.1328
2007.72 | 0 |  |  | 40053.4 | -5.1328
1442.79 | 0 |  |  | 40053.4 | -5.1328
1201.71 | 0 |  |  | 40053.4 | -5.1328
330.474 | 0 |  |  | 39077.5 | -5.1328
0 | 0 |  |  | 29718 | -5.1328
0 | 0 |  |  | 25353.3 | -5.1328
0 | 0 |  |  | 30651.4 | -5.1328
362.08 | 0 |  |  | 25654.4 | -5.1328
3987.72 | 0 |  |  | 9768.66 | -5.1328
16787.2 | 0 |  |  | 2976.39 | 1303.52
22767.9 | 0.37981 |  |  | 1393.18 | 7724.57
10564.5 | 0.9169 |  |  | 0 | 12135
5735.5 | 1.7083 |  |  | 0 | 15123.8
5314.15 | 1.6032 |  |  | 155.418 | 16569.3
7805.15 | 1.7727 |  |  | 0 | 16770.6
7790.71 | 2.7303 |  |  | 0 | 15828.8
5213.13 | 2.0367 |  |  | 0 | 13377.7
3795.68 | 1.0367 |  |  | 0 | 9758.39
4697.56 | 0 |  |  | 0 | 4521.24
7800.13 | 0 |  |  | 0 | -5.1328
5525.32 | 0 |  |  | 1007.82 | -5.1328
4984.22 | 0 |  |  | 103.554 | -5.1328
2210.74 | 0 |  |  | 0 | -5.1328
1846.43 | 0 |  |  | 0 | -5.1328
1138.03 | 0 |  |  | 0 | -5.1328
0 | 0 |  |  | 0 | -5.1328
0 | 0 |  |  | 0 | -5.1328
0 | 0 |  |  | 0 | -5.1328
0 | 0 |  |  | 0 | -5.1328
0 | 0 |  |  | 0 | -5.1328
0 | 0 |  |  | 0 | -5.1328
1363.6 | 0 |  |  | 0 | -5.1328
6231.46 | 0 |  |  | 0 | -5.1328
9775.46 | 0 |  |  | 0 | 965.378
10159.6 | 0.49065 |  |  | 664.08 | 6972.67
11324.6 | 1.1996 |  |  | 23898.2 | 11359.2
6896.76 | 1.7147 |  |  | 3150.54 | 14014.7
8140.91 | 2.1313 |  |  | 1815.77 | 15517.5
17537.4 | 2.226 |  |  | 0 | 15774.3
23866.1 | 2.5774 |  |  | 0 | 14779.4
25809.5 | 1.8936 |  |  | 0 | 12635.3
25081.7 | 0.92698 |  |  | 0 | 9173.3
19756.4 | 0 |  |  | 0 | 1090.69
23616.5 | 0 |  |  | 0 | -5.1328
30798.8 | 0 |  |  | 35.6924 | -5.1328
34817.1 | 0 |  |  | 0 | -5.1328
36830.1 | 0 |  |  | 0 | -5.1328
34429.3 | 0 |  |  | 0 | -5.1328
32958.5 | 0 |  |  | 0 | -5.1328
26022.1 | 0 |  |  | 0 | -5.1328
18796.2 | 0 |  |  | 286.572 | -5.1328
10687.3 | 0 |  |  | 0 | -5.1328
5819.74 | 0 |  |  | 0 | -5.1328
5586.19 | 0 |  |  | 0 | -5.1328
5545.7 | 0 |  |  | 0 | -5.1328
2647.93 | 0 |  |  | 308.53 | -5.1328
1520.24 | 0 |  |  | 0 | -5.1328
1119.04 | 0 |  |  | 0 | 936.973
3161.74 | 0.68235 |  |  | 0 | 6919.89
4523.17 | 1.6448 |  |  | 0 | 11356.5
0 | 2.3394 |  |  | 0 | 14035.2
0 | 2.6993 |  |  | 0 | 15566.6
714.863 | 2.7698 |  |  | 0 | 15801.8
1561.55 | 2.4719 |  |  | 0 | 14903.5
2016.93 | 1.8475 |  |  | 0 | 12726.9
2898.9 | 0.93859 |  |  | 852.979 | 9261.57
5668.98 | 0 |  |  | 2174.41 | 4276.3
10998.8 | 0 |  |  | 6493.84 | -5.1328
12180.8 | 0 |  |  | 3727.32 | -5.1328
19156.3 | 0 |  |  | 2305.07 | -5.1328
15877.4 | 0 |  |  | 981.132 | -5.1328
10646.3 | 0 |  |  | 0 | -5.1328
13344.2 | 0 |  |  | 0 | -5.1328
10262.2 | 0 |  |  | 0 | -5.1328
6382.25 | 0 |  |  | 0 | -5.1328
3864.74 | 0 |  |  | 0 | -5.1328
2268.93 | 0 |  |  | 0 | -5.1328
1903.23 | 0 |  |  | 0 | -5.1328
1139.54 | 0 |  |  | 0 | -5.1328
0 | 0 |  |  | 0 | -5.1328
0 | 0 |  |  | 0 | -5.1328
0 | 0 |  |  | 0 | 459.442
0 | 0.85018 |  |  | 0 | 6096.88
0 | 1.9257 |  |  | 0 | 10469.8
0 | 2.6747 |  |  | 0 | 13359.4
0 | 3.0687 |  |  | 0 | 14754.8
0 | 3.1033 |  |  | 0 | 14948.1
0 | 2.7756 |  |  | 0 | 14050.2
0 | 2.0781 |  |  | 0 | 11708.2
0 | 1.0568 |  |  | 0 | 8297.06
0 | 0 |  |  | 0 | 3560.74
0 | 0 |  |  | 0 | -5.1328
0 | 0 |  |  | 0 | -5.1328
0 | 0 |  |  | 0 | -5.1328
0 | 0 |  |  | 0 | -5.1328
1360.29 | 0 |  |  | 0 | -5.1328
3930.89 | 0 |  |  | 0 | -5.1328
2942.48 | 0 |  |  | 0 | -5.1328
2901.84 | 0 |  |  | 0 | -5.1328
3238.05 | 0 |  |  | 0 | -5.1328
1171.28 | 0 |  |  | 0 | -5.1328
5219.79 | 0 |  |  | 0 | -5.1328
6609.64 | 0 |  |  | 0 | -5.1328
11414.9 | 0 |  |  | 0 | -5.1328
9791.86 | 0 |  |  | 0 | -5.1328
10234.5 | 0 |  |  | 0 | 410.896
12587.5 | 0.067132 |  |  | 0 | 5992.03
10823.9 | 0.18641 |  |  | 0 | 10228.3
12553 | 0.33534 |  |  | 0 | 12938.9
9598.3 | 0.35656 |  |  | 0 | 13996.9
8982.11 | 1.2456 |  |  | 0 | 14036
5221.97 | 1.3852 |  |  | 0 | 13191.8
12551 | 0.34084 |  |  | 0 | 11843.6
24009.7 | 0.23918 |  |  | 0 | 8813.82
15099.3 | 0 |  |  | 0 | 2901.53
12905.6 | 0 |  |  | 0 | -5.1328
10557.5 | 0 |  |  | 0 | -5.1328
12344.5 | 0 |  |  | 0 | -5.1328
14987.2 | 0 |  |  | 0 | -5.1328
13215.3 | 0 |  |  | 0 | -5.1328
9438.68 | 0 |  |  | 0 | -5.1328
8448.83 | 0 |  |  | 0 | -5.1328
9542.1 | 0 |  |  | 0 | -5.1328
7468.03 | 0 |  |  | 0 | -5.1328
6570.07 | 0 |  |  | 0 | -5.1328
7243.74 | 0 |  |  | 0 | -5.1328
7826.26 | 0 |  |  | 0 | -5.1328
8224.51 | 0 |  |  | 0 | -5.1328
8902.19 | 0 |  |  | 0 | -5.1328
8605.35 | 0 |  |  | 0 | 538.556
9098.05 | 0.62587 |  |  | 0 | 6150.63
11197.6 | 1.5869 |  |  | 0 | 7739.46
7014.5 | 0.80527 |  |  | 0 | 11350.5
6396.06 | 0.91257 |  |  | 0 | 14471.7
6903.75 | 0.44712 |  |  | 0 | 14686.2
6302.46 | 0.51634 |  |  | 0 | 13753.5
5416.97 | 0.3052 |  |  | 0 | 11708.6
9975.85 | 0.42712 |  |  | 0 | 8316.43
14347.2 | 0 |  |  | 2567.68 | 3620.56
13694.2 | 0 |  |  | 3276.91 | -5.1328
18539.9 | 0 |  |  | 2439.4 | -5.1328
17436.2 | 0 |  |  | 1992.46 | -5.1328
18007 | 0 |  |  | 2468.23 | -5.1328
18413.9 | 0 |  |  | 2749.48 | -5.1328
16257.6 | 0 |  |  | 2108.87 | -5.1328
16312.5 | 0 |  |  | 1073.86 | -5.1328
17452.1 | 0 |  |  | 0 | -5.1328
12618.8 | 0 |  |  | 0 | -5.1328
11087.5 | 0 |  |  | 0 | -5.1328
16719.7 | 0 |  |  | 0 | -5.1328
13561.1 | 0 |  |  | 0 | -5.1328
14231.1 | 0 |  |  | 0 | -5.1328
12693 | 0 |  |  | 0 | -5.1328
12992.7 | 0 |  |  | 0 | 50.8471
12560.3 | 0.12386 |  |  | 0 | 2811.25
9916.45 | 0.20819 |  |  | 0 | 5125.23
9523.65 | 0.70334 |  |  | 0 | 12952.8
3236.34 | 1.4074 |  |  | 0 | 14013.2
1317.42 | 0.92538 |  |  | 0 | 14121.8
2243.33 | 1.8632 |  |  | 0 | 13409.5
1281.34 | 1.4356 |  |  | 0 | 6946.61
6824.27 | 0.12561 |  |  | 0 | 8530.79
11631.7 | 0 |  |  | 1883.06 | 3933.7
12895.8 | 0 |  |  | 5227.28 | -5.1328
11963.3 | 0 |  |  | 3266.14 | -5.1328
9841.15 | 0 |  |  | 10557.7 | -5.1328
17385.3 | 0 |  |  | 5197.28 | -5.1328
26331.4 | 0 |  |  | 4261.42 | -5.1328
31349.9 | 0 |  |  | 2312.68 | -5.1328
35955.1 | 0 |  |  | 1293.29 | -5.1328
32574.6 | 0 |  |  | 0 | -5.1328
32712.8 | 0 |  |  | 0 | -5.1328
39122.2 | 0 |  |  | 0 | -5.1328
39441.8 | 0 |  |  | 873.277 | -5.1328
39399.8 | 0 |  |  | 1290.05 | -5.1328
39270 | 0 |  |  | 0 | -5.1328
37601.2 | 0 |  |  | 460.518 | -5.1328
35893.4 | 0 |  |  | 0 | 20.4459
32587.1 | 0.079458 |  |  | 0 | 2007.89
35993.4 | 0.26804 |  |  | 0 | 10352.5
33408.7 | 0.43116 |  |  | 0 | 8497.61
29173.7 | 0.52951 |  |  | 0 | 14504.1
30468.5 | 0.68492 |  |  | 1827.49 | 14818.4
27359.2 | 0.35389 |  |  | 1938.23 | 13939.6
29011.3 | 0.18229 |  |  | 1811.7 | 12101.4
27269.6 | 0.82739 |  |  | 2871.69 | 8701.76
30101 | 0 |  |  | 976.652 | 3995.58
33554.5 | 0 |  |  | 2055.53 | -5.1328
30978.3 | 0 |  |  | 10733.9 | -5.1328
30576.4 | 0 |  |  | 11628.7 | -5.1328
30316.7 | 0 |  |  | 5072.73 | -5.1328
27845.6 | 0 |  |  | 1811.87 | -5.1328
17525.7 | 0 |  |  | 4285.75 | -5.1328
11245.2 | 0 |  |  | 2565.11 | -5.1328
9780.32 | 0 |  |  | 0 | -5.1328
15125.8 | 0 |  |  | 0 | -5.1328
16564.6 | 0 |  |  | 0 | -5.1328
18406 | 0 |  |  | 6482.69 | -5.1328
19043.8 | 0 |  |  | 0 | -5.1328
17134.4 | 0 |  |  | 0 | -5.1328
20544.9 | 0 |  |  | 0 | -5.1328
22057.3 | 0 |  |  | 0 | 20.7319
21662.3 | 0.58857 |  |  | 8683.61 | 2774.4
18832.8 | 0.085507 |  |  | 7673.16 | 5450.17
12832.2 | 0.13816 |  |  | 0 | 8400.75
9273.64 | 0.64574 |  |  | 0 | 11257.1
8826.34 | 0.86918 |  |  | 0 | 14815.1
7035.37 | 0.31565 |  |  | 0 | 10817.8
7593.27 | 0.28664 |  |  | 1059.94 | 6640.2
9691.65 | 0.074293 |  |  | 0 | 4024.99
9023.56 | 0 |  |  | 0 | 1053.72
15944 | 0 |  |  | 2801.58 | -5.1328
17151.1 | 0 |  |  | 0 | -5.1328
12491.2 | 0 |  |  | 12568.8 | -5.1328
12390.5 | 0 |  |  | 28648.8 | -5.1328
9003.13 | 0 |  |  | 8503.06 | -5.1328
8792.53 | 0 |  |  | 1961.73 | -5.1328
7865.11 | 0 |  |  | 18021.2 | -5.1328
9586.58 | 0 |  |  | 5407.75 | -5.1328
8810.38 | 0 |  |  | 1990.82 | -5.1328
8978.95 | 0 |  |  | 4677.97 | -5.1328
6301.31 | 0 |  |  | 9197.5 | -5.1328
5244.39 | 0 |  |  | 5772.47 | -5.1328
6253.68 | 0 |  |  | 5180.38 | -5.1328
5436.41 | 0 |  |  | 0 | -5.1328
15677.5 | 0 |  |  | 1061.69 | 403.181
17547 | 0.48905 |  |  | 88.7075 | 6009.32
15240.9 | 1.4272 |  |  | 0 | 10413.9
6515.51 | 0.23983 |  |  | 0 | 13254.8
7607.96 | 0.29481 |  |  | 273.575 | 14682.3
7743.35 | 0.31703 |  |  | 0 | 14982.6
6555.53 | 0.33903 |  |  | 1591.76 | 14120.2
4563.46 | 1.7356 |  |  | 1998.93 | 12163.7
2664 | 0.81929 |  |  | 3082.52 | 8723.09
2250.45 | 0 |  |  | 5254.07 | 3992.72
10850.6 | 0 |  |  | 0 | -5.1328
9516.3 | 0 |  |  | 0 | -5.1328
9884.24 | 0 |  |  | 1198.89 | -5.1328
9265.94 | 0 |  |  | 0 | -5.1328
10235.2 | 0 |  |  | 3373.74 | -5.1328
8466.51 | 0 |  |  | 7430.49 | -5.1328
4546.82 | 0 |  |  | 8892.76 | -5.1328
2775.86 | 0 |  |  | 2031.33 | -5.1328
1927.63 | 0 |  |  | 1699.13 | -5.1328
791.764 | 0 |  |  | 0 | -5.1328
1759.22 | 0 |  |  | 0 | -5.1328
225.503 | 0 |  |  | 882.856 | -5.1328
0 | 0 |  |  | 1123.46 | -5.1328
1004.09 | 0 |  |  | 0 | -5.1328
0 | 0 |  |  | 3128.56 | 326.982
167.197 | 0.013032 |  |  | 1963.66 | 5971.69
305.443 | 0.045005 |  |  | 3994.61 | 10444.8
0 | 0.61526 |  |  | 5425.12 | 13242.5
268.463 | 0.59633 |  |  | 1833.23 | 14607.6
592.465 | 0.19812 |  |  | 4876.33 | 14838.5
689.972 | 0.1088 |  |  | 1054.34 | 14079.1
351.35 | 0.10854 |  |  | 1130.98 | 12347.5
523.458 | 0.30269 |  |  | 5328.34 | 9026.69
60.4058 | 0 |  |  | 1363.33 | 4186.17
0 | 0 |  |  | 608.843 | -5.1328
0 | 0 |  |  | 0 | -5.1328
0 | 0 |  |  | 0 | -5.1328
0 | 0 |  |  | 0 | -5.1328
0 | 0 |  |  | 0 | -5.1328
0 | 0 |  |  | 1067.27 | -5.1328
0 | 0 |  |  | 858.527 | -5.1328
335.531 | 0 |  |  | 1693.09 | -5.1328
896.856 | 0 |  |  | 1074.94 | -5.1328
4655.45 | 0 |  |  | 1284.33 | -5.1328
19354.2 | 0 |  |  | 1045.49 | -5.1328
22985.4 | 0 |  |  | 0 | -5.1328
16303.3 | 0 |  |  | 0 | -5.1328
23682.3 | 0 |  |  | 0 | -5.1328
19324.3 | 0 |  |  | 0 | -5.1328
10495.7 | 0.090897 |  |  | 0 | 5899.48
10386.7 | 0.58772 |  |  | 0 | 10197.4
8390.82 | 1.0487 |  |  | 0 | 13160.8
11482.4 | 2.1357 |  |  | 0 | 14767.4
10730.6 | 1.6489 |  |  | 0 | 15285.7
14254.3 | 2.0168 |  |  | 0 | 14599.3
13982.2 | 0.99753 |  |  | 0 | 12582.2
9215.45 | 0.38099 |  |  | 8461.98 | 9140.65
9153.64 | 0 |  |  | 30141 | 2675.58
15721.2 | 0 |  |  | 37119.4 | -5.1328
15054 | 0 |  |  | 22713.8 | -5.1328
17807 | 0 |  |  | 2629.84 | -5.1328
15672.3 | 0 |  |  | 1296.42 | -5.1328
9040.63 | 0 |  |  | 1395.83 | -5.1328
5213.58 | 0 |  |  | 0 | -5.1328
1965.43 | 0 |  |  | 0 | -5.1328
0 | 0 |  |  | 0 | -5.1328
0 | 0 |  |  | 0 | -5.1328
0 | 0 |  |  | 626.898 | -5.1328
0 | 0 |  |  | 13021.1 | -5.1328
592.432 | 0 |  |  | 15332.4 | -5.1328
5780.34 | 0 |  |  | 6209.84 | -5.1328
18577.8 | 0 |  |  | 0 | -5.1328
22046.2 | 0 |  |  | 1949.58 | -5.1328
17875.1 | 0.58946 |  |  | 1401.59 | 6690.58
13395.7 | 1.7036 |  |  | 1129.22 | 11276.2
4575.05 | 2.507 |  |  | 1407.28 | 14360
1668.57 | 2.9595 |  |  | 12108.5 | 16008.7
3546.41 | 3.0229 |  |  | 11342.2 | 16499.2
8314.64 | 2.7188 |  |  | 19236.3 | 15644.5
11582.9 | 2.0436 |  |  | 15641.2 | 13241.6
11377.4 | 0.34873 |  |  | 37270.1 | 9710.46
16673.8 | 0 |  |  | 23236.2 | 4575.6
12832.2 | 0 |  |  | 24985.1 | -5.1328
22014.1 | 0 |  |  | 5990.01 | -5.1328
22887.9 | 0 |  |  | 10891.4 | -5.1328
27748.8 | 0 |  |  | 4751.09 | -5.1328
27995.3 | 0 |  |  | 4330.12 | -5.1328
26008.6 | 0 |  |  | 21429.2 | -5.1328
31178.3 | 0 |  |  | 39249.8 | -5.1328
29904.7 | 0 |  |  | 27986.4 | -5.1328
23642.6 | 0 |  |  | 27292.9 | -5.1328
22398.7 | 0 |  |  | 10168.7 | -5.1328
19934.6 | 0 |  |  | 10085.8 | -5.1328
15014.8 | 0 |  |  | 5597.37 | -5.1328
21880.9 | 0 |  |  | 5228.28 | -5.1328
19715 | 0 |  |  | 4247.94 | -5.1328
15709 | 0 |  |  | 2417.74 | -5.1328
15615.5 | 0.66351 |  |  | 2026.9 | 6456.57
7212.11 | 1.8345 |  |  | 2438.96 | 10932.2
3610.99 | 2.6386 |  |  | 0 | 13703.8
1394.75 | 3.0578 |  |  | 0 | 14837.8
2142.21 | 3.1072 |  |  | 611.282 | 15139.2
3238.75 | 2.7857 |  |  | 636.517 | 14280.6
1331.23 | 2.0997 |  |  | 0 | 12499.8
3777.21 | 1.0753 |  |  | 682.122 | 9239.34
9202.41 | 0 |  |  | 0 | 2079.53
15881.2 | 0 |  |  | 0 | -5.1328
16171.6 | 0 |  |  | 5496.48 | -5.1328
11248.7 | 0 |  |  | 11247.5 | -5.1328
7762.46 | 0 |  |  | 4780.06 | -5.1328
5403.17 | 0 |  |  | 4410.17 | -5.1328
4639.39 | 0 |  |  | 2926.1 | -5.1328
4673.31 | 0 |  |  | 16902.3 | -5.1328
6693.14 | 0 |  |  | 15734.8 | -5.1328
8494.86 | 0 |  |  | 22667.3 | -5.1328
9953.8 | 0 |  |  | 8996.44 | -5.1328
6243.22 | 0 |  |  | 17260.2 | -5.1328
3860.11 | 0 |  |  | 3800.98 | -5.1328
2951.36 | 0 |  |  | 9285.12 | -5.1328
4582.37 | 0 |  |  | 4805.31 | -5.1328
5012.11 | 0 |  |  | 4643.28 | -5.1328
4606.89 | 0.59699 |  |  | 6711.18 | 6140.74
3517.91 | 1.7331 |  |  | 563.881 | 10748.3
791.05 | 1.2212 |  |  | 218.288 | 8086.28
0 | 1.2407 |  |  | 0 | 11433.6
0 | 1.4391 |  |  | 3107.81 | 15508.2
0 | 1.2669 |  |  | 4575.88 | 14787.4
0 | 0.73074 |  |  | 4804.89 | 12725.5
0 | 0.3251 |  |  | 9890.62 | 9196.67
245.098 | 0 |  |  | 10501.2 | 4258.62
0 | 0 |  |  | 15834.3 | -5.1328
0 | 0 |  |  | 1970.19 | -5.1328
432.357 | 0 |  |  | 1206.19 | -5.1328
1947.47 | 0 |  |  | 0 | -5.1328
3027.49 | 0 |  |  | 0 | -5.1328
2847.69 | 0 |  |  | 1053.49 | -5.1328
5183.52 | 0 |  |  | 20.9524 | -5.1328
5022.12 | 0 |  |  | 3052.65 | -5.1328
3487.25 | 0 |  |  | 5201.57 | -5.1328
4297.98 | 0 |  |  | 15881.4 | -5.1328
6544.32 | 0 |  |  | 9589.04 | -5.1328
6272.11 | 0 |  |  | 0 | -5.1328
7408.56 | 0 |  |  | 0 | -5.1328
7962.14 | 0 |  |  | 0 | -5.1328
6226.89 | 0 |  |  | 0 | -5.1328
6281.75 | 0.52486 |  |  | 0 | 5292.68
5391.08 | 1.6546 |  |  | 0 | 3130.14
6534.38 | 2.4462 |  |  | 0 | 8113.14
7408.24 | 2.8707 |  |  | 0 | 11417.6
6921.64 | 2.9107 |  |  | 0 | 7459.93
5346.19 | 1.0615 |  |  | 0 | 5946.57
5332.67 | 1.9365 |  |  | 0 | 4891.24
6079.96 | 0.94272 |  |  | 0 | 2396.16
6708.94 | 0 |  |  | 0 | 900.236
12761 | 0 |  |  | 651.963 | -5.1328
11718.1 | 0 |  |  | 0 | -5.1328
8822.4 | 0 |  |  | 0 | -5.1328
6211.2 | 0 |  |  | 0 | -5.1328
4521.28 | 0 |  |  | 0 | -5.1328
2738.44 | 0 |  |  | 0 | -5.1328
764.449 | 0 |  |  | 0 | -5.1328
0 | 0 |  |  | 0 | -5.1328
187.108 | 0 |  |  | 0 | -5.1328
0 | 0 |  |  | 0 | -5.1328
0 | 0 |  |  | 0 | -5.1328
0 | 0 |  |  | 0 | -5.1328
0 | 0 |  |  | 0 | -5.1328
0 | 0 |  |  | 0 | -5.1328
0 | 0 |  |  | 0 | -5.1328
0 | 0.044424 |  |  | 171.277 | 5632.77
0 | 0.19408 |  |  | 0 | 5297.01
0 | 0.32323 |  |  | 0 | 13665.3
0 | 0.39729 |  |  | 211.153 | 15378.4
0 | 0.84369 |  |  | 717.857 | 15911.2
0 | 0.27995 |  |  | 0 | 15133.2
1073.39 | 1.1812 |  |  | 761.967 | 628.289
2498.96 | 0.96066 |  |  | 716.888 | 9194.59
6675.49 | 0 |  |  | 0 | 2016.7
15109 | 0 |  |  | 0 | -5.1328
24145 | 0 |  |  | 0 | -5.1328
26693.7 | 0 |  |  | 0 | -5.1328
23267 | 0 |  |  | 0 | -5.1328
27760.9 | 0 |  |  | 0 | -5.1328
20446.3 | 0 |  |  | 0 | -5.1328
14742 | 0 |  |  | 0 | -5.1328
10739.8 | 0 |  |  | 0 | -5.1328
10062.4 | 0 |  |  | 0 | -5.1328
11504.9 | 0 |  |  | 0 | -5.1328
11375.8 | 0 |  |  | 679.474 | -5.1328
10481.8 | 0 |  |  | 16103 | -5.1328
9856.39 | 0 |  |  | 39373.3 | -5.1328
9536.97 | 0 |  |  | 31678.5 | -5.1328
7583.15 | 0 |  |  | 7042.99 | -5.1328
4363.8 | 0.040077 |  |  | 2820.52 | 866.766
2453.7 | 0.057472 |  |  | 26370.2 | 51.9432
861.975 | 0.19286 |  |  | 37967.1 | 1132.01
0 | 0.11397 |  |  | 36637.3 | 2492.31
0 | 0.10985 |  |  | 38074.5 | 4426.36
0 | 0.12578 |  |  | 36898.2 | 3025.82
0 | 0.09309 |  |  | 25545 | 4771.06
0 | 0.26742 |  |  | 17189.8 | 302.54
0 | 0 |  |  | 13271.9 | -5.1328
0 | 0 |  |  | 10209 | -5.1328
0 | 0 |  |  | 23502 | -5.1328
0 | 0 |  |  | 36138.2 | -5.1328
0 | 0 |  |  | 26508.8 | -5.1328
0 | 0 |  |  | 5434.46 | -5.1328
0 | 0 |  |  | 3153.09 | -5.1328
0 | 0 |  |  | 12947.4 | -5.1328
718.49 | 0 |  |  | 33092.6 | -5.1328
3583.75 | 0 |  |  | 37567.3 | -5.1328
5105.62 | 0 |  |  | 25123.4 | -5.1328
3799.58 | 0 |  |  | 15085.3 | -5.1328
5646.86 | 0 |  |  | 12763 | -5.1328
1681.92 | 0 |  |  | 15371.7 | -5.1328
7084.12 | 0 |  |  | 19629.5 | -5.1328
13575.9 | 0 |  |  | 27277.8 | -5.1328
6692.34 | 0.10931 |  |  | 17259.2 | 5462.71
9897.77 | 0.55945 |  |  | 22809.7 | 10007.9
6185.29 | 0.88604 |  |  | 16640.8 | 13104.8
6453.67 | 1.0683 |  |  | 11859.1 | 14453.5
4225.21 | 2.9861 |  |  | 9147.93 | 14896.9
4424.48 | 2.7006 |  |  | 6154.67 | 14386.5
5094.97 | 2.0468 |  |  | 423.887 | 12588
7005.71 | 1.0599 |  |  | 0 | 9240.51
14634 | 0 |  |  | 0 | 947.092
21475.6 | 0 |  |  | 0 | -5.1328
27859.5 | 0 |  |  | 0 | -5.1328
27521.4 | 0 |  |  | 0 | -5.1328
34895.4 | 0 |  |  | 1091.07 | -5.1328
35795.1 | 0 |  |  | 0 | -5.1328
37327.8 | 0 |  |  | 2048.16 | -5.1328
34669.1 | 0 |  |  | 724.839 | -5.1328
32072.5 | 0 |  |  | 0 | -5.1328
34793.5 | 0 |  |  | 0 | -5.1328
37346.8 | 0 |  |  | 0 | -5.1328
37409 | 0 |  |  | 5051.25 | -5.1328
37536.5 | 0 |  |  | 14761.9 | -5.1328
38453.1 | 0 |  |  | 18407.9 | -5.1328
37772 | 0 |  |  | 18529.8 | -5.1328
37328.1 | 0 |  |  | 23648.5 | -5.1328
38932.8 | 0.035985 |  |  | 20552.8 | 5513.71
38198.8 | 0.17451 |  |  | 12537 | 10128.7
35562 | 0.28971 |  |  | 13916 | 13108.9
21655.6 | 0.64706 |  |  | 3032 | 14540.8
17980.7 | 1.0818 |  |  | 180.899 | 14979.8
25471.6 | 1.9441 |  |  | 2907.49 | 14313.5
14676.9 | 0.3344 |  |  | 3333.43 | 12343.9
8638.56 | 0.060127 |  |  | 1814.68 | 9094.16
18092.6 | 0 |  |  | 4690.2 | 4263.05
32151.5 | 0 |  |  | 2446.93 | -5.1328
27966.6 | 0 |  |  | 2174.51 | -5.1328
30349.9 | 0 |  |  | 2863.19 | -5.1328
12821.8 | 0 |  |  | 21222.6 | -5.1328
5484.8 | 0 |  |  | 18533.7 | -5.1328
184.572 | 0 |  |  | 21426 | -5.1328
0 | 0 |  |  | 27336.8 | -5.1328
0 | 0 |  |  | 2505.69 | -5.1328
1501.65 | 0 |  |  | 2644.24 | -5.1328
2041 | 0 |  |  | 3073.54 | -5.1328
6366.77 | 0 |  |  | 4222.63 | -5.1328
14619.4 | 0 |  |  | 1818.69 | -5.1328
25116.2 | 0 |  |  | 1024.44 | -5.1328
31308.5 | 0 |  |  | 5385.5 | -5.1328
31034.6 | 0 |  |  | 6518.36 | -5.1328
26995 | 0.40536 |  |  | 3905.58 | 1877.56
27039 | 1.5524 |  |  | 8093.72 | 9957.93
13524.3 | 2.3209 |  |  | 3536.75 | 7488.3
2622.58 | 1.2591 |  |  | 3470.14 | 9076.55
211.831 | 0.513 |  |  | 1487.77 | 10251.7
0 | 0.25767 |  |  | 3908.88 | 4176.33
0 | 0.23542 |  |  | 6749.71 | 1508.56
0 | 0.17709 |  |  | 2192.48 | 1374.06
0 | 0 |  |  | 2138.41 | 332.963
1632.24 | 0 |  |  | 7405.01 | -5.1328
2527.35 | 0 |  |  | 682.118 | -5.1328
17039.5 | 0 |  |  | 0 | -5.1328
31344.7 | 0 |  |  | 0 | -5.1328
34820 | 0 |  |  | 952.016 | -5.1328
32505.8 | 0 |  |  | 873.313 | -5.1328
34733.9 | 0 |  |  | 0 | -5.1328
35047.9 | 0 |  |  | 0 | -5.1328
26372.8 | 0 |  |  | 0 | -5.1328
15377.4 | 0 |  |  | 0 | -5.1328
24004.8 | 0 |  |  | 0 | -5.1328
21262.1 | 0 |  |  | 0 | -5.1328
28107.1 | 0 |  |  | 0 | -5.1328
28000.6 | 0 |  |  | 0 | -5.1328
21027.5 | 0 |  |  | 0 | -5.1328
14347.2 | 0.46174 |  |  | 0 | 5670.26
8961.39 | 1.6709 |  |  | 0 | 10745.6
7582.39 | 2.4658 |  |  | 0 | 14299.4
5778.13 | 2.8854 |  |  | 0 | 16227.8
5306.6 | 2.9413 |  |  | 0 | 16770.6
5350.69 | 2.6439 |  |  | 0 | 16050.5
6554.97 | 2.002 |  |  | 0 | 13859
6700.08 | 1.0587 |  |  | 0 | 10314
5980.21 | 0 |  |  | 0 | 5097.81
5773.56 | 0 |  |  | 0 | -5.1328
5032.48 | 0 |  |  | 2850.91 | -5.1328
5673.9 | 0 |  |  | 2131.96 | -5.1328
5514.97 | 0 |  |  | 1713.86 | -5.1328
5089.25 | 0 |  |  | 0 | -5.1328
3985.85 | 0 |  |  | 0 | -5.1328
3105.37 | 0 |  |  | 0 | -5.1328
2947.55 | 0 |  |  | 0 | -5.1328
1476.54 | 0 |  |  | 0 | -5.1328
574.55 | 0 |  |  | 0 | -5.1328
2825.37 | 0 |  |  | 0 | -5.1328
4607.93 | 0 |  |  | 802.011 | -5.1328
4291.65 | 0 |  |  | 0 | -5.1328
1986.52 | 0 |  |  | 0 | -5.1328
515.913 | 0 |  |  | 0 | -5.1328
480.417 | 0.36291 |  |  | 0 | 6335.88
0 | 1.484 |  |  | 0 | 11191.6
0 | 2.2595 |  |  | 0 | 14377.1
0 | 2.6875 |  |  | 0 | 15884.2
0 | 2.7647 |  |  | 3614.97 | 16375.6
0 | 2.4959 |  |  | 7205.91 | 15580.2
0 | 1.8826 |  |  | 6867.41 | 13428.1
0 | 0.96248 |  |  | 4292.84 | 6620
0 | 0 |  |  | 5003.03 | 2154.5
0 | 0 |  |  | 3858.75 | -5.1328
0 | 0 |  |  | 3183.16 | -5.1328
0 | 0 |  |  | 1945.33 | -5.1328
0 | 0 |  |  | 3383.44 | -5.1328
0 | 0 |  |  | 1650.41 | -5.1328
0 | 0 |  |  | 2776.98 | -5.1328
308.051 | 0 |  |  | 1184.54 | -5.1328
403.765 | 0 |  |  | 645.652 | -5.1328
602.476 | 0 |  |  | 677.286 | -5.1328
0 | 0 |  |  | 0 | -5.1328
0 | 0 |  |  | 0 | -5.1328
0 | 0 |  |  | 0 | -5.1328
0 | 0 |  |  | 0 | -5.1328
0 | 0 |  |  | 0 | -5.1328
0 | 0 |  |  | 0 | -5.1328
0 | 0.36449 |  |  | 0 | 5920.44
0 | 1.4981 |  |  | 0 | 10812.2
778.888 | 2.2637 |  |  | 0 | 13791.9
0 | 2.676 |  |  | 0 | 15371.5
0 | 2.7332 |  |  | 0 | 15673.2
0 | 2.4494 |  |  | 3162.81 | 14907.5
0 | 1.4575 |  |  | 9137.39 | 13039
0 | 0.33981 |  |  | 12784.2 | 5902.93
3792.05 | 0 |  |  | 15372.3 | 1424.69
7356.25 | 0 |  |  | 17873.1 | -5.1328
7842.76 | 0 |  |  | 14404.7 | -5.1328
8720.25 | 0 |  |  | 13777.7 | -5.1328
7661.14 | 0 |  |  | 9664.25 | -5.1328
7527.46 | 0 |  |  | 9486.25 | -5.1328
7988.3 | 0 |  |  | 12271.9 | -5.1328
7209.76 | 0 |  |  | 24446.4 | -5.1328
8077.69 | 0 |  |  | 36484.8 | -5.1328
7027.72 | 0 |  |  | 37636.4 | -5.1328
6356.86 | 0 |  |  | 31691.3 | -5.1328
5225.51 | 0 |  |  | 23349.4 | -5.1328
5533.51 | 0 |  |  | 12401.8 | -5.1328
5108.5 | 0 |  |  | 10498.6 | -5.1328
4776.27 | 0 |  |  | 20380.4 | -5.1328
5906.23 | 0 |  |  | 14489.3 | -5.1328
5074.05 | 0.26819 |  |  | 6806.29 | 5125.64
5139.34 | 1.4719 |  |  | 6975.19 | 9723.84
5239.24 | 2.2643 |  |  | 35828.1 | 12749.1
5004.34 | 2.7185 |  |  | 28682.1 | 13782.2
4807.01 | 2.8008 |  |  | 1825.51 | 14227.4
5359.3 | 1.1171 |  |  | 0 | 8983.42
5816.92 | 0.75426 |  |  | 0 | 8771.7
5800.36 | 0.94735 |  |  | 0 | 2512.8
8429.13 | 0 |  |  | 2012.13 | 4816.43
10473.3 | 0 |  |  | 6601.72 | -5.1328
11138.5 | 0 |  |  | 17565.2 | -5.1328
11191.3 | 0 |  |  | 12848.9 | -5.1328
10116.4 | 0 |  |  | 2706.99 | -5.1328
12405.7 | 0 |  |  | 2213.12 | -5.1328
9046 | 0 |  |  | 0 | -5.1328
11475.4 | 0 |  |  | 0 | -5.1328
10339.1 | 0 |  |  | 0 | -5.1328
14630.6 | 0 |  |  | 0 | -5.1328
15754.2 | 0 |  |  | 0 | -5.1328
16327.9 | 0 |  |  | 7593.86 | -5.1328
16079.8 | 0 |  |  | 6001.77 | -5.1328
16232.8 | 0 |  |  | 1654.71 | -5.1328
17726.4 | 0 |  |  | 1995.35 | -5.1328
17557.7 | 0 |  |  | 0 | -5.1328
18542.2 | 0.38014 |  |  | 0 | 4943.68
15003 | 1.5596 |  |  | 1651.75 | 9799.54
8148.89 | 2.3546 |  |  | 6963.98 | 12973.6
6445.04 | 2.7906 |  |  | 3734.59 | 14699.7
5741.5 | 2.8744 |  |  | 3990.8 | 15118.8
5984.75 | 2.6025 |  |  | 5007.14 | 14363.3
5045.07 | 1.9933 |  |  | 6165.54 | 12673
4441.66 | 1.0719 |  |  | 13233.3 | 4375.66
10159 | 0 |  |  | 20218.9 | 1108.54
12527.7 | 0 |  |  | 11002.6 | -5.1328
5580.9 | 0 |  |  | 12157.3 | -5.1328
2482.6 | 0 |  |  | 15372.5 | -5.1328
1592.2 | 0 |  |  | 10977.6 | -5.1328
0 | 0 |  |  | 6785.52 | -5.1328
0 | 0 |  |  | 19824.2 | -5.1328
0 | 0 |  |  | 31815.5 | -5.1328
0 | 0 |  |  | 26899.2 | -5.1328
2094.53 | 0 |  |  | 32793.1 | -5.1328
3294.41 | 0 |  |  | 7973.03 | -5.1328
5795.06 | 0 |  |  | 10524.2 | -5.1328
8409.46 | 0 |  |  | 7311.49 | -5.1328
18536.5 | 0 |  |  | 13923.4 | -5.1328
26623 | 0 |  |  | 3162.24 | -5.1328
14755.1 | 0 |  |  | 2065.56 | -5.1328
14071.7 | 0.053083 |  |  | 2941.71 | 300.418
19908.6 | 1.5442 |  |  | 5419.55 | 9713.76
13970.4 | 2.3358 |  |  | 6407.43 | 13109
9930.95 | 2.7779 |  |  | 18446.4 | 15005.3
12954.8 | 2.855 |  |  | 34620.8 | 15563.2
12904.7 | 2.5913 |  |  | 34554.6 | 14959
18448.6 | 1.9807 |  |  | 27492.2 | 12598.1
30787.3 | 1.0704 |  |  | 29190.3 | 9078.13
32512.8 | 0 |  |  | 34456.5 | 4138.76
30292.1 | 0 |  |  | 34504.6 | -5.1328
30780.1 | 0 |  |  | 31038.2 | -5.1328
20106.2 | 0 |  |  | 24095 | -5.1328
15329.5 | 0 |  |  | 18700.3 | -5.1328
17886 | 0 |  |  | 8348.96 | -5.1328
22460.8 | 0 |  |  | 5840.56 | -5.1328
26598 | 0 |  |  | 27897.8 | -5.1328
31516.6 | 0 |  |  | 0 | -5.1328
25207.5 | 0 |  |  | 6187.53 | -5.1328
14889.2 | 0 |  |  | 0 | -5.1328
6088.86 | 0 |  |  | 1929.09 | -5.1328
1861.63 | 0 |  |  | 0 | -5.1328
1008.06 | 0 |  |  | 0 | -5.1328
1228.55 | 0 |  |  | 0 | -5.1328
1805.65 | 0 |  |  | 0 | -5.1328
4996.37 | 0.056699 |  |  | 0 | 366.668
3891.17 | 0.38382 |  |  | 0 | 5200.8
8923.2 | 2.2942 |  |  | 0 | 8762.02
2862.68 | 2.7347 |  |  | 0 | 7869.02
1881.76 | 2.8099 |  |  | 0 | 5394.32
3133.97 | 2.5504 |  |  | 604.469 | 10927.1
12580 | 1.9471 |  |  | 1749.03 | 5755.2
20878.4 | 1.0439 |  |  | 2948.57 | 4562.61
30925.2 | 0 |  |  | 2915.67 | 1648.09
33474.9 | 0 |  |  | 6561.99 | -5.1328
31564.9 | 0 |  |  | 2069.44 | -5.1328
27978.5 | 0 |  |  | 2086.83 | -5.1328
19399.6 | 0 |  |  | 4520.16 | -5.1328
5486.76 | 0 |  |  | 6262.41 | -5.1328
208.183 | 0 |  |  | 3755.66 | -5.1328
0 | 0 |  |  | 1295.51 | -5.1328
0 | 0 |  |  | 0 | -5.1328
0 | 0 |  |  | 0 | -5.1328
0 | 0 |  |  | 0 | -5.1328
0 | 0 |  |  | 0 | -5.1328
0 | 0 |  |  | 0 | -5.1328
0 | 0 |  |  | 0 | -5.1328
0 | 0 |  |  | 0 | -5.1328
0 | 0 |  |  | 0 | -5.1328
0 | 0.055565 |  |  | 636.319 | 591.338
0 | 0.73209 |  |  | 128.547 | 5936.28
0 | 2.1674 |  |  | 0 | 9263.39
0 | 2.6166 |  |  | 8877.79 | 9490.74
0 | 2.7029 |  |  | 32857.9 | 10206.5
0 | 2.435 |  |  | 26166 | 10157.3
0 | 1.8162 |  |  | 17748 | 13216.9
0 | 0.88831 |  |  | 15248.6 | 9786.56
0 | 0 |  |  | 14856.8 | 4884.03
0 | 0 |  |  | 5272.66 | -5.1328
0 | 0 |  |  | 3718.25 | -5.1328
0 | 0 |  |  | 3942.94 | -5.1328
0 | 0 |  |  | 0 | -5.1328
1416.04 | 0 |  |  | 0 | -5.1328
4670.73 | 0 |  |  | 0 | -5.1328
8988.71 | 0 |  |  | 0 | -5.1328
16323.7 | 0 |  |  | 0 | -5.1328
24379.2 | 0 |  |  | 0 | -5.1328
26994.8 | 0 |  |  | 1991.65 | -5.1328
26066.9 | 0 |  |  | 0 | -5.1328
23770.7 | 0 |  |  | 0 | -5.1328
17548.1 | 0 |  |  | 0 | -5.1328
21453.5 | 0 |  |  | 0 | -5.1328
27943.4 | 0 |  |  | 0 | -5.1328
26531.3 | 0.16431 |  |  | 0 | 958.066
31864.1 | 0.45116 |  |  | 0 | 4624.67
32488.7 | 0.096057 |  |  | 0 | 4390.14
18110.7 | 0.5627 |  |  | 0 | 10765
11924.1 | 0.36698 |  |  | 0 | 15695.2
13374.6 | 0.16808 |  |  | 0 | 9107.36
16365.8 | 1.6663 |  |  | 0 | 13201.1
17589.2 | 0.8269 |  |  | 0 | 9854.62
27209.9 | 0 |  |  | 0 | 5085.33
17881.3 | 0 |  |  | 0 | -5.1328
28341.7 | 0 |  |  | 0 | -5.1328
28960.3 | 0 |  |  | 0 | -5.1328
24815.4 | 0 |  |  | 0 | -5.1328
14719.1 | 0 |  |  | 0 | -5.1328
12829.2 | 0 |  |  | 0 | -5.1328
1976.86 | 0 |  |  | 0 | -5.1328
0 | 0 |  |  | 0 | -5.1328
0 | 0 |  |  | 0 | -5.1328
0 | 0 |  |  | 0 | -5.1328
2553.07 | 0 |  |  | 0 | -5.1328
3392.03 | 0 |  |  | 0 | -5.1328
6325.84 | 0 |  |  | 0 | -5.1328
5874.42 | 0 |  |  | 0 | -5.1328
5728.76 | 0 |  |  | 0 | -5.1328
3324.87 | 0.0074293 |  |  | 0 | 5604.98
1197.81 | 0.064069 |  |  | 0 | 10582.6
0 | 0.11287 |  |  | 0 | 13735.9
0 | 0.18205 |  |  | 0 | 15422.4
0 | 0.23134 |  |  | 0 | 15882.2
2474.95 | 0.14123 |  |  | 0 | 15115.3
12216.9 | 0.060751 |  |  | 0 | 13235
21785.1 | 0.013968 |  |  | 0 | 9971.87
38101.3 | 0 |  |  | 0 | 5264.07
38338.7 | 0 |  |  | 0 | -5.1328
39287.7 | 0 |  |  | 0 | -5.1328
39330.6 | 0 |  |  | 0 | -5.1328
40053.4 | 0 |  |  | 0 | -5.1328
37048.8 | 0 |  |  | 0 | -5.1328
39802.8 | 0 |  |  | 0 | -5.1328
38888.7 | 0 |  |  | 0 | -5.1328
35150.5 | 0 |  |  | 0 | -5.1328
37517.7 | 0 |  |  | 0 | -5.1328
38288.4 | 0 |  |  | 0 | -5.1328
34832.3 | 0 |  |  | 0 | -5.1328
32334.9 | 0 |  |  | 0 | -5.1328
29665.5 | 0 |  |  | 0 | -5.1328
26133.3 | 0 |  |  | 0 | -5.1328
22397.2 | 0 |  |  | 0 | -5.1328
22840.9 | 0.0075928 |  |  | 0 | 5450.53
21347.1 | 0.049583 |  |  | 0 | 10367.8
9481.96 | 0.090323 |  |  | 0 | 13631
3860.64 | 0.37625 |  |  | 0 | 15043.3
3156.88 | 0.66066 |  |  | 0 | 15278.4
2443.92 | 0.73364 |  |  | 0 | 8738.4
3652.07 | 0.19743 |  |  | 0 | 7753.99
4305.49 | 0.11174 |  |  | 6935.4 | 5550.04
6217.83 | 0 |  |  | 37942.3 | 2434.19
17629.8 | 0 |  |  | 38437 | -5.1328
17661.2 | 0 |  |  | 38227.4 | -5.1328
10686.2 | 0 |  |  | 28113.5 | -5.1328
9041.31 | 0 |  |  | 9794.02 | -5.1328
5016.24 | 0 |  |  | 0 | -5.1328
2240.57 | 0 |  |  | 3236.24 | -5.1328
2043.76 | 0 |  |  | 12620.9 | -5.1328
1472.95 | 0 |  |  | 30165 | -5.1328
507.76 | 0 |  |  | 29333.9 | -5.1328
592.413 | 0 |  |  | 17361.9 | -5.1328
820.667 | 0 |  |  | 3599.57 | -5.1328
313.307 | 0 |  |  | 5760.74 | -5.1328
0 | 0 |  |  | 3783.69 | -5.1328
0 | 0 |  |  | 3567.95 | -5.1328
0 | 0 |  |  | 1281.38 | -5.1328
0 | 0.018698 |  |  | 3962.21 | 93.7031
0 | 0.75196 |  |  | 14542.1 | 1783.32
0 | 1.2609 |  |  | 17691.9 | 1239.49
0 | 1.4754 |  |  | 12119.8 | 3616
0 | 2.1061 |  |  | 10211.9 | 7042.51
0 | 0.99891 |  |  | 6794.95 | 3745.89
0 | 0.12376 |  |  | 5577.69 | 3709.92
0 | 0.045097 |  |  | 5881.62 | 2015.04
0 | 0 |  |  | 5792.62 | 223.4
0 | 0 |  |  | 8585.11 | -5.1328
0 | 0 |  |  | 6518.55 | -5.1328
632.607 | 0 |  |  | 8835.65 | -5.1328
4355.32 | 0 |  |  | 7273.35 | -5.1328
15476.9 | 0 |  |  | 8050.12 | -5.1328
12120.2 | 0 |  |  | 5166.61 | -5.1328
9869.98 | 0 |  |  | 2671.53 | -5.1328
9972.14 | 0 |  |  | 309.711 | -5.1328
10161 | 0 |  |  | 0 | -5.1328
10518.1 | 0 |  |  | 702.491 | -5.1328
8055.07 | 0 |  |  | 6845.67 | -5.1328
14936.9 | 0 |  |  | 3670.47 | -5.1328
23516.2 | 0 |  |  | 14306 | -5.1328
12536.7 | 0 |  |  | 30466.7 | -5.1328
15940.4 | 0 |  |  | 3989.11 | -5.1328
10705.6 | 0.38443 |  |  | 6853.45 | 4665.08
6994.69 | 1.6184 |  |  | 13173 | 9663.17
794.264 | 2.4429 |  |  | 32319.2 | 13242.1
180.434 | 2.9026 |  |  | 29115.4 | 15171.2
827.798 | 3.0017 |  |  | 23828.4 | 15776.7
1475.87 | 2.742 |  |  | 22606.7 | 15181.6
1048.77 | 2.1328 |  |  | 31384.7 | 8645.06
868.848 | 1.2087 |  |  | 36841.3 | 10031.6
1991 | 0 |  |  | 31236.3 | 5183.65
7901.23 | 0 |  |  | 31492.5 | -5.1328
0 | 0 |  |  | 36766.6 | -5.1328
0 | 0 |  |  | 6395.35 | -5.1328
0 | 0 |  |  | 2245.75 | -5.1328
0 | 0 |  |  | 4428.2 | -5.1328
0 | 0 |  |  | 7344.85 | -5.1328
0 | 0 |  |  | 10489.5 | -5.1328

## PTCF
Unit: dimensionless (peak time capacity factors) | summer | winter
hard coal
natural gas nonpeaker
nuclear
hydro | 0.468 | 0.468
onshore wind
solar pv
solar thermal | 0
biomass
geothermal
petroleum
natural gas nonpeaker
lignite
offshore wind
crude oil
heavy or residual fuel oil
municipal solid waste